## page 1
EDO STATE GOVERNMENT | [11 empty] | MAIN BUILDING STELLA OBASANJO HOSPITAL
MINISTRY OF HEALTH
Department |  |  |  |  | Room Description |  | Room No |  |  |  | Item Code |  |  | Item Description |  |  |  | Sum of Qty
ACCOMMODATION |  |  |  |  | ACCOMMODATION |  | IPDF157 |  |  |  | CB1 |  |  | CUPBOARD - GLASS TOP - LOCKABLE - 200x100x60 |  |  |  | 1
[11 empty] | RM.1 |  |  | BED - SINGLE - LAMINATED WOOD |  |  |  | 1
[11 empty] | RM.2 |  |  | BEDSIDE CABINET - LAMINATED WOOD |  |  |  | 1
[7 empty] | IPDF159 |  |  |  | CB1 |  |  | CUPBOARD - GLASS TOP - LOCKABLE - 200x100x60 |  |  |  | 1
[11 empty] | RM.1 |  |  | BED - SINGLE - LAMINATED WOOD |  |  |  | 1
[11 empty] | RM.2 |  |  | BEDSIDE CABINET - LAMINATED WOOD |  |  |  | 1
[7 empty] | IPDF161 |  |  |  | CB1 |  |  | CUPBOARD - GLASS TOP - LOCKABLE - 200x100x60 |  |  |  | 1
[11 empty] | RM.1 |  |  | BED - SINGLE - LAMINATED WOOD |  |  |  | 1
[11 empty] | RM.2 |  |  | BEDSIDE CABINET - LAMINATED WOOD |  |  |  | 1
[7 empty] | IPDF163 |  |  |  | CB1 |  |  | CUPBOARD - GLASS TOP - LOCKABLE - 200x100x60 |  |  |  | 1
[11 empty] | RM.1 |  |  | BED - SINGLE - LAMINATED WOOD |  |  |  | 1
[11 empty] | RM.2 |  |  | BEDSIDE CABINET - LAMINATED WOOD |  |  |  | 1
[7 empty] | IPDF166 |  |  |  | CB1 |  |  | CUPBOARD - GLASS TOP - LOCKABLE - 200x100x60 |  |  |  | 1
[11 empty] | RM.1 |  |  | BED - SINGLE - LAMINATED WOOD |  |  |  | 1
[11 empty] | RM.2 |  |  | BEDSIDE CABINET - LAMINATED WOOD |  |  |  | 1
[7 empty] | IPDF167 |  |  |  | CB1 |  |  | CUPBOARD - GLASS TOP - LOCKABLE - 200x100x60 |  |  |  | 1
[11 empty] | RM.1 |  |  | BED - SINGLE - LAMINATED WOOD |  |  |  | 1
[11 empty] | RM.2 |  |  | BEDSIDE CABINET - LAMINATED WOOD |  |  |  | 1
[7 empty] | IPDF169 |  |  |  | CB1 |  |  | CUPBOARD - GLASS TOP - LOCKABLE - 200x100x60 |  |  |  | 1
[11 empty] | RM.1 |  |  | BED - SINGLE - LAMINATED WOOD |  |  |  | 1
[11 empty] | RM.2 |  |  | BEDSIDE CABINET - LAMINATED WOOD |  |  |  | 1
[7 empty] | IPDF171 |  |  |  | CB1 |  |  | CUPBOARD - GLASS TOP - LOCKABLE - 200x100x60 |  |  |  | 1
[11 empty] | RM.1 |  |  | BED - SINGLE - LAMINATED WOOD |  |  |  | 1
[11 empty] | RM.2 |  |  | BEDSIDE CABINET - LAMINATED WOOD |  |  |  | 1
ROOM TO ROOM BOOK Page 1 of 39
EDO STATE GOVERNMENT | [11 empty] | MAIN BUILDING STELLA OBASANJO HOSPITAL
MINISTRY OF HEALTH
Department |  |  | Room Description |  |  |  | Room No |  |  |  | Item Code |  |  | Item Description | [6 empty] | Sum of Qty
ADMIN OFFICES /
ADMIN |  |  | OPEN SPACE |  |  |  | IPDF85 |  |  |  | C2 |  |  | CHAIR - STAFF - LOW BACK - WITH ARMS - ON CASTORS | [6 empty] | 16
[11 empty] | CB1 |  |  | CUPBOARD - GLASS TOP - LOCKABLE - 200x100x60 | [6 empty] | 4
[11 empty] | CK |  |  | CLOCK - WALL - ANALOGUE | [6 empty] | 1
[11 empty] | FC |  |  | CABINET - FILING - 4 DRAW - METAL - LOCKABLE | [6 empty] | 4
[11 empty] | PB |  |  | BIN - PEDAL - STAINLESS STEEL | [6 empty] | 4
[11 empty] | PCD |  |  | PC DESKTOP 15" MONITOR ALL IN ONE WITH UPS 500 VA | [6 empty] | 16
[11 empty] | PRTS |  |  | PRINTER NETWORK BASED LASER B/W | [6 empty] | 1
[11 empty] | T14 |  |  | TABLE - RECTANGLE - SHARED - 160x400 | [6 empty] | 2
[11 empty] | T5 |  |  | TABLE - COFFEE - SIDE - 450X450 | [6 empty] | 1
|  |  | ARCHIVE |  |  |  | IPDG194 |  |  |  | SH4 |  |  | 4 STORAGE SHELVES - STAINLESS STEEL - 110X60x180 | [6 empty] | 6
|  |  | CASHIER |  |  |  | IPDG28 |  |  |  | C2 |  |  | CHAIR - STAFF - LOW BACK - WITH ARMS - ON CASTORS | [6 empty] | 2
[11 empty] | CB1 |  |  | CUPBOARD - GLASS TOP - LOCKABLE - 200x100x60 | [6 empty] | 1
[11 empty] | CK |  |  | CLOCK - WALL - ANALOGUE | [6 empty] | 1
[11 empty] | FC |  |  | CABINET - FILING - 4 DRAW - METAL - LOCKABLE | [6 empty] | 2
[11 empty] | PB |  |  | BIN - PEDAL - STAINLESS STEEL | [6 empty] | 1
[11 empty] | PCD |  |  | PC DESKTOP 15" MONITOR ALL IN ONE WITH UPS 500 VA | [6 empty] | 2
[11 empty] | PRTR |  |  | PRINTER DESKTOP OFFICEJET A4 | [6 empty] | 1
[11 empty] | RC1 |  |  | COUNTER - RECEPTION - TO DESIGN | [6 empty] | 1
CONFERENCE
|  |  | ROOM |  |  |  | IPDF76 |  |  |  | C3 |  |  | CHAIR - VISITOR - LOW BACK - WITH ARMS | [6 empty] | 20
[11 empty] | CB1 |  |  | CUPBOARD - GLASS TOP - LOCKABLE - 200x100x60 | [6 empty] | 2
[11 empty] | CK |  |  | CLOCK - WALL - ANALOGUE | [6 empty] | 1
[11 empty] | FC |  |  | CABINET - FILING - 4 DRAW - METAL - LOCKABLE | [6 empty] | 2
[11 empty] | PB |  |  | BIN - PEDAL - STAINLESS STEEL | [6 empty] | 3
[11 empty] | PRJ |  |  | PROJECTOR - MEETING ROOM - CEILING MOUNTED - COMPLETE | [6 empty] | 1
|  |  | IT |  |  |  | IPDF94 |  |  |  | C2 |  |  | CHAIR - STAFF - LOW BACK - WITH ARMS - ON CASTORS | [6 empty] | 1
[11 empty] | CB1 |  |  | CUPBOARD - GLASS TOP - LOCKABLE - 200x100x60 | [6 empty] | 1
[11 empty] | CK |  |  | CLOCK - WALL - ANALOGUE | [6 empty] | 1
[11 empty] | FC |  |  | CABINET - FILING - 4 DRAW - METAL - LOCKABLE | [6 empty] | 1
[11 empty] | PB |  |  | BIN - PEDAL - STAINLESS STEEL | [6 empty] | 1
[11 empty] | PCD |  |  | PC DESKTOP 15" MONITOR ALL IN ONE WITH UPS 500 VA | [6 empty] | 1
[11 empty] | PRTS |  |  | PRINTER NETWORK BASED LASER B/W | [6 empty] | 1
[11 empty] | SV1 |  |  | SERVER UNIT WITH SWITCHES AND CABINET | [6 empty] | 1
[11 empty] | T3 |  |  | TABLE - 5 FT - WITH DRAWER | [6 empty] | 1
|  |  | OFFICE |  |  |  | IPDF83 |  |  |  | C2 |  |  | CHAIR - STAFF - LOW BACK - WITH ARMS - ON CASTORS | [6 empty] | 1
[11 empty] | C3 |  |  | CHAIR - VISITOR - LOW BACK - WITH ARMS | [6 empty] | 2
[11 empty] | CB1 |  |  | CUPBOARD - GLASS TOP - LOCKABLE - 200x100x60 | [6 empty] | 1
[11 empty] | CK |  |  | CLOCK - WALL - ANALOGUE | [6 empty] | 1
[11 empty] | FC |  |  | CABINET - FILING - 4 DRAW - METAL - LOCKABLE | [6 empty] | 1
[11 empty] | PB |  |  | BIN - PEDAL - STAINLESS STEEL | [6 empty] | 1
[11 empty] | PCD |  |  | PC DESKTOP 15" MONITOR ALL IN ONE WITH UPS 500 VA | [6 empty] | 1
[11 empty] | PRTR |  |  | PRINTER DESKTOP OFFICEJET A4 | [6 empty] | 1
[11 empty] | T3 |  |  | TABLE - 5 FT - WITH DRAWER | [6 empty] | 1
[7 empty] | IPDF87 |  |  |  | C2 |  |  | CHAIR - STAFF - LOW BACK - WITH ARMS - ON CASTORS | [6 empty] | 1
[11 empty] | C3 |  |  | CHAIR - VISITOR - LOW BACK - WITH ARMS | [6 empty] | 2
[11 empty] | CB1 |  |  | CUPBOARD - GLASS TOP - LOCKABLE - 200x100x60 | [6 empty] | 1
[11 empty] | CK |  |  | CLOCK - WALL - ANALOGUE | [6 empty] | 1
[11 empty] | FC |  |  | CABINET - FILING - 4 DRAW - METAL - LOCKABLE | [6 empty] | 1
[11 empty] | PB |  |  | BIN - PEDAL - STAINLESS STEEL | [6 empty] | 1
[11 empty] | PCD |  |  | PC DESKTOP 15" MONITOR ALL IN ONE WITH UPS 500 VA | [6 empty] | 1
[11 empty] | PRTR |  |  | PRINTER DESKTOP OFFICEJET A4 | [6 empty] | 1
[11 empty] | T3 |  |  | TABLE - 5 FT - WITH DRAWER | [6 empty] | 1
[7 empty] | IPDF88 |  |  |  | C2 |  |  | CHAIR - STAFF - LOW BACK - WITH ARMS - ON CASTORS | [6 empty] | 1
[11 empty] | C3 |  |  | CHAIR - VISITOR - LOW BACK - WITH ARMS | [6 empty] | 2
[11 empty] | CB1 |  |  | CUPBOARD - GLASS TOP - LOCKABLE - 200x100x60 | [6 empty] | 1
[11 empty] | CK |  |  | CLOCK - WALL - ANALOGUE | [6 empty] | 1
[11 empty] | FC |  |  | CABINET - FILING - 4 DRAW - METAL - LOCKABLE | [6 empty] | 1
[11 empty] | PB |  |  | BIN - PEDAL - STAINLESS STEEL | [6 empty] | 1
[11 empty] | PCD |  |  | PC DESKTOP 15" MONITOR ALL IN ONE WITH UPS 500 VA | [6 empty] | 1
[11 empty] | PRTR |  |  | PRINTER DESKTOP OFFICEJET A4 | [6 empty] | 1
[11 empty] | T3 |  |  | TABLE - 5 FT - WITH DRAWER | [6 empty] | 1
[7 empty] | IPDF89 |  |  |  | C2 |  |  | CHAIR - STAFF - LOW BACK - WITH ARMS - ON CASTORS | [6 empty] | 1
[11 empty] | C3 |  |  | CHAIR - VISITOR - LOW BACK - WITH ARMS | [6 empty] | 2
[11 empty] | CB1 |  |  | CUPBOARD - GLASS TOP - LOCKABLE - 200x100x60 | [6 empty] | 1
[11 empty] | CK |  |  | CLOCK - WALL - ANALOGUE | [6 empty] | 1
[11 empty] | FC |  |  | CABINET - FILING - 4 DRAW - METAL - LOCKABLE | [6 empty] | 1
[11 empty] | PB |  |  | BIN - PEDAL - STAINLESS STEEL | [6 empty] | 1
[11 empty] | PCD |  |  | PC DESKTOP 15" MONITOR ALL IN ONE WITH UPS 500 VA | [6 empty] | 1
[11 empty] | PRTR |  |  | PRINTER DESKTOP OFFICEJET A4 | [6 empty] | 1
[11 empty] | T3 |  |  | TABLE - 5 FT - WITH DRAWER | [6 empty] | 1
[7 empty] | IPDF91 |  |  |  | C2 |  |  | CHAIR - STAFF - LOW BACK - WITH ARMS - ON CASTORS | [6 empty] | 1
[11 empty] | C3 |  |  | CHAIR - VISITOR - LOW BACK - WITH ARMS | [6 empty] | 2
[11 empty] | CB1 |  |  | CUPBOARD - GLASS TOP - LOCKABLE - 200x100x60 | [6 empty] | 1
[11 empty] | CK |  |  | CLOCK - WALL - ANALOGUE | [6 empty] | 1
[11 empty] | FC |  |  | CABINET - FILING - 4 DRAW - METAL - LOCKABLE | [6 empty] | 1
[11 empty] | PB |  |  | BIN - PEDAL - STAINLESS STEEL | [6 empty] | 1
[11 empty] | PCD |  |  | PC DESKTOP 15" MONITOR ALL IN ONE WITH UPS 500 VA | [6 empty] | 1
[11 empty] | PRTR |  |  | PRINTER DESKTOP OFFICEJET A4 | [6 empty] | 1
[11 empty] | T3 |  |  | TABLE - 5 FT - WITH DRAWER | [6 empty] | 1
[7 empty] | IPDG195 |  |  |  | C1 |  |  | CHAIR - DOCTOR - HIGH BACK - WITH ARMS - ON CASTORS | [6 empty] | 1
[11 empty] | CB1 |  |  | CUPBOARD - GLASS TOP - LOCKABLE - 200x100x60 | [6 empty] | 1
[11 empty] | CK |  |  | CLOCK - WALL - ANALOGUE | [6 empty] | 1
[11 empty] | FC |  |  | CABINET - FILING - 4 DRAW - METAL - LOCKABLE | [6 empty] | 1
[11 empty] | PB |  |  | BIN - PEDAL - STAINLESS STEEL | [6 empty] | 1
[11 empty] | PCD |  |  | PC DESKTOP 15" MONITOR ALL IN ONE WITH UPS 500 VA | [6 empty] | 1
[11 empty] | PRTR |  |  | PRINTER DESKTOP OFFICEJET A4 | [6 empty] | 1
[11 empty] | T3 |  |  | TABLE - 5 FT - WITH DRAWER | [6 empty] | 1
[7 empty] | IPDG196 |  |  |  | C1 |  |  | CHAIR - DOCTOR - HIGH BACK - WITH ARMS - ON CASTORS | [6 empty] | 1
[11 empty] | CB1 |  |  | CUPBOARD - GLASS TOP - LOCKABLE - 200x100x60 | [6 empty] | 1
[11 empty] | CK |  |  | CLOCK - WALL - ANALOGUE | [6 empty] | 1
[11 empty] | FC |  |  | CABINET - FILING - 4 DRAW - METAL - LOCKABLE | [6 empty] | 1
[11 empty] | PB |  |  | BIN - PEDAL - STAINLESS STEEL | [6 empty] | 1
[11 empty] | PCD |  |  | PC DESKTOP 15" MONITOR ALL IN ONE WITH UPS 500 VA | [6 empty] | 1
[11 empty] | PRTR |  |  | PRINTER DESKTOP OFFICEJET A4 | [6 empty] | 1
[11 empty] | T3 |  |  | TABLE - 5 FT - WITH DRAWER | [6 empty] | 1
[7 empty] | IPDG197 |  |  |  | C1 |  |  | CHAIR - DOCTOR - HIGH BACK - WITH ARMS - ON CASTORS | [6 empty] | 1
[11 empty] | CB1 |  |  | CUPBOARD - GLASS TOP - LOCKABLE - 200x100x60 | [6 empty] | 1
[11 empty] | CK |  |  | CLOCK - WALL - ANALOGUE | [6 empty] | 1
[11 empty] | FC |  |  | CABINET - FILING - 4 DRAW - METAL - LOCKABLE | [6 empty] | 1
[11 empty] | PB |  |  | BIN - PEDAL - STAINLESS STEEL | [6 empty] | 1
[11 empty] | PCD |  |  | PC DESKTOP 15" MONITOR ALL IN ONE WITH UPS 500 VA | [6 empty] | 1
[11 empty] | PRTR |  |  | PRINTER DESKTOP OFFICEJET A4 | [6 empty] | 1
[11 empty] | T3 |  |  | TABLE - 5 FT - WITH DRAWER | [6 empty] | 1
|  |  | OFFICE CMD |  |  |  | IPDF81 |  |  |  | C1 |  |  | CHAIR - DOCTOR - HIGH BACK - WITH ARMS - ON CASTORS | [6 empty] | 1
[11 empty] | C3 |  |  | CHAIR - VISITOR - LOW BACK - WITH ARMS | [6 empty] | 2
[11 empty] | CB1 |  |  | CUPBOARD - GLASS TOP - LOCKABLE - 200x100x60 | [6 empty] | 1
ROOM TO ROOM BOOK Page 2 of 39
EDO STATE GOVERNMENT | [11 empty] | MAIN BUILDING STELLA OBASANJO HOSPITAL
MINISTRY OF HEALTH
Department |  |  | Room Description |  |  |  | Room No |  |  |  | Item Code |  |  | Item Description | [6 empty] | Sum of Qty
ADMIN |  |  | OFFICE CMD |  |  |  | IPDF81 |  |  |  | CK |  |  | CLOCK - WALL - ANALOGUE | [6 empty] | 1
[11 empty] | DT2 |  |  | TABLE - JUNIOR DIRECTOR - GLOSSY FINISH | [6 empty] | 1
[11 empty] | FC |  |  | CABINET - FILING - 4 DRAW - METAL - LOCKABLE | [6 empty] | 1
[11 empty] | PB |  |  | BIN - PEDAL - STAINLESS STEEL | [6 empty] | 1
[11 empty] | PCD |  |  | PC DESKTOP 15" MONITOR ALL IN ONE WITH UPS 500 VA | [6 empty] | 1
[11 empty] | PRTR |  |  | PRINTER DESKTOP OFFICEJET A4 | [6 empty] | 1
[11 empty] | SD2 |  |  | TABLE - SIDE - JUNIOR DIRECTOR - ON CASTORS - GLOSSY FINISH | [6 empty] | 1
[11 empty] | SF1 |  |  | SOFA - SINGLE SEAT | [6 empty] | 2
[11 empty] | T5 |  |  | TABLE - COFFEE - SIDE - 450X450 | [6 empty] | 1
|  |  | OFFICES |  |  |  | IPDG102 |  |  |  | C2 |  |  | CHAIR - STAFF - LOW BACK - WITH ARMS - ON CASTORS | [6 empty] | 2
[11 empty] | C3 |  |  | CHAIR - VISITOR - LOW BACK - WITH ARMS | [6 empty] | 2
[11 empty] | CB1 |  |  | CUPBOARD - GLASS TOP - LOCKABLE - 200x100x60 | [6 empty] | 2
[11 empty] | CK |  |  | CLOCK - WALL - ANALOGUE | [6 empty] | 1
[11 empty] | FC |  |  | CABINET - FILING - 4 DRAW - METAL - LOCKABLE | [6 empty] | 2
[11 empty] | PB |  |  | BIN - PEDAL - STAINLESS STEEL | [6 empty] | 2
[11 empty] | PCD |  |  | PC DESKTOP 15" MONITOR ALL IN ONE WITH UPS 500 VA | [6 empty] | 2
[11 empty] | PRTS |  |  | PRINTER NETWORK BASED LASER B/W | [6 empty] | 1
[11 empty] | T3 |  |  | TABLE - 5 FT - WITH DRAWER | [6 empty] | 2
[7 empty] | IPDG105 |  |  |  | C2 |  |  | CHAIR - STAFF - LOW BACK - WITH ARMS - ON CASTORS | [6 empty] | 2
[11 empty] | C3 |  |  | CHAIR - VISITOR - LOW BACK - WITH ARMS | [6 empty] | 2
[11 empty] | CB1 |  |  | CUPBOARD - GLASS TOP - LOCKABLE - 200x100x60 | [6 empty] | 2
[11 empty] | CK |  |  | CLOCK - WALL - ANALOGUE | [6 empty] | 1
[11 empty] | FC |  |  | CABINET - FILING - 4 DRAW - METAL - LOCKABLE | [6 empty] | 2
[11 empty] | PB |  |  | BIN - PEDAL - STAINLESS STEEL | [6 empty] | 2
[11 empty] | PCD |  |  | PC DESKTOP 15" MONITOR ALL IN ONE WITH UPS 500 VA | [6 empty] | 2
[11 empty] | PRTR |  |  | PRINTER DESKTOP OFFICEJET A4 | [6 empty] | 1
[11 empty] | T3 |  |  | TABLE - 5 FT - WITH DRAWER | [6 empty] | 2
|  |  | OFFICES STORE |  |  |  | IPDF96 |  |  |  | SH4 |  |  | 4 STORAGE SHELVES - STAINLESS STEEL - 110X60x180 | [6 empty] | 6
|  |  | RECORDS / IT |  |  |  | IPDG27 |  |  |  | C2 |  |  | CHAIR - STAFF - LOW BACK - WITH ARMS - ON CASTORS | [6 empty] | 3
[11 empty] | CB1 |  |  | CUPBOARD - GLASS TOP - LOCKABLE - 200x100x60 | [6 empty] | 3
[11 empty] | CK |  |  | CLOCK - WALL - ANALOGUE | [6 empty] | 1
[11 empty] | FC |  |  | CABINET - FILING - 4 DRAW - METAL - LOCKABLE | [6 empty] | 3
[11 empty] | PB |  |  | BIN - PEDAL - STAINLESS STEEL | [6 empty] | 3
[11 empty] | PCD |  |  | PC DESKTOP 15" MONITOR ALL IN ONE WITH UPS 500 VA | [6 empty] | 3
[11 empty] | PRTS |  |  | PRINTER NETWORK BASED LASER B/W | [6 empty] | 1
[11 empty] | SH4 |  |  | 4 STORAGE SHELVES - STAINLESS STEEL - 110X60x180 | [6 empty] | 2
[11 empty] | T3 |  |  | TABLE - 5 FT - WITH DRAWER | [6 empty] | 3
|  |  | SEMINAR |  |  |  | IPDF154 |  |  |  | CB1 |  |  | CUPBOARD - GLASS TOP - LOCKABLE - 200x100x60 | [6 empty] | 2
[11 empty] | CH3 |  |  | CHAIR - 3 SEATER - WAITING - METAL - PADDED SEAT & BACK | [6 empty] | 12
[11 empty] | CK |  |  | CLOCK - WALL - ANALOGUE | [6 empty] | 1
[11 empty] | FC |  |  | CABINET - FILING - 4 DRAW - METAL - LOCKABLE | [6 empty] | 1
[11 empty] | PB |  |  | BIN - PEDAL - STAINLESS STEEL | [6 empty] | 3
[11 empty] | PRJ |  |  | PROJECTOR - MEETING ROOM - CEILING MOUNTED - COMPLETE | [6 empty] | 1
|  |  | STAFF LOUNGE |  |  |  | IPDF84 |  |  |  | APP.000 |  |  | KETTLE | [6 empty] | 1
[11 empty] | APP.001 |  |  | WATER DISPENSER | [6 empty] | 1
[11 empty] | APP.005 |  |  | FRIDGE - SMALL | [6 empty] | 1
[11 empty] | APP.012 |  |  | MICROWAVE SMALL | [6 empty] | 1
[11 empty] | PB |  |  | BIN - PEDAL - STAINLESS STEEL | [6 empty] | 1
[11 empty] | SF1 |  |  | SOFA - SINGLE SEAT | [6 empty] | 1
[11 empty] | SF2 |  |  | SOFA - DOUBLE SEAT | [6 empty] | 1
[11 empty] | T5 |  |  | TABLE - COFFEE - SIDE - 450X450 | [6 empty] | 1
[11 empty] | TV |  |  | TV 40" - LED - WALL MOUNTED - WITH SUPPORT | [6 empty] | 1
ROOM TO ROOM BOOK Page 3 of 39
EDO STATE GOVERNMENT | [11 empty] | MAIN BUILDING STELLA OBASANJO HOSPITAL
MINISTRY OF HEALTH
Department Room Description Room No Item Code Item Description | [16 empty] | Sum of Qty
MAINTENANCE
CENTRAL STORES |  |  |  |  | STORE |  |  | IPDG116 |  |  | SH8 |  | SHELF - METAL - 5 LEVELS - 1.00 M WIDE |  |  |  | 20
[5 empty] | MEDICAL STORES |  |  | IPDF92 |  |  | SH4 |  | 4 STORAGE SHELVES - STAINLESS STEEL - 110X60x180 |  |  |  | 16
[5 empty] | STORE |  |  | IPDF174 |  |  | SH4 |  | 4 STORAGE SHELVES - STAINLESS STEEL - 110X60x180 |  |  |  | 6
ROOM TO ROOM BOOK Page 4 of 39
EDO STATE GOVERNMENT | [11 empty] | MAIN BUILDING STELLA OBASANJO HOSPITAL
MINISTRY OF HEALTH
Department Room Description Room No Item Code Item Description Sum of Qty
DIALYSIS |  |  |  |  | DIALYSIS |  |  | IPDG189 |  |  | C4 |  |  | CHAIR - NURSE - MEDIUM BACK - WITH ARMS - ON CASTORS | [9 empty] | 3
[11 empty] | CB1 |  |  | CUPBOARD - GLASS TOP - LOCKABLE - 200x100x60 | [9 empty] | 4
[11 empty] | CK |  |  | CLOCK - WALL - ANALOGUE | [9 empty] | 1
[11 empty] | F.106.45.86 |  |  | WHEEL CHAIR | [9 empty] | 2
[11 empty] | F.129.61.59 |  |  | CABINET - DANGEROUS DRUG COMPARTMENT | [9 empty] | 2
[11 empty] | F.131.16.18 |  |  | DRESSING TROLLEY - STANDARD | [9 empty] | 2
[11 empty] | F.44.66.83 |  |  | PATIENT CHAIR - RECLINED - 3 SECTION - HYDRAULIC - FIXED HEIGHT - ARM SUPPORT | [9 empty] | 10
[11 empty] | M.122.31.02 |  |  | LARYNGOSCOPE - MACINTOSH - CURVED - ALL SIZES BLADES | [9 empty] | 2
[11 empty] | M.147.03.95 |  |  | ANEROID SPHYGMO - ON CASTORS | [9 empty] | 2
[11 empty] | M.166.52.42 |  |  | VITALS MONITOR ON CASTORS - DETACHABLE | [9 empty] | 3
[11 empty] | M.174.73.38 |  |  | EMERGENCY TROLLEY - CRASH CART | [9 empty] | 1
[11 empty] | M.177.82.55 |  |  | DEFIBRILLATOR - UNMONITORED | [9 empty] | 1
[11 empty] | M.180.64.65 |  |  | GLUCOMETER - HAND HELD - QUICK TEST | [9 empty] | 3
[11 empty] | M.20.21.40 |  |  | SHARPS COLLECTOR - 7L CLEAR SIGNS | [9 empty] | 2
[11 empty] | M.35.51.53 |  |  | DIGITAL SCALE ADULT/PEDIATRIC | [9 empty] | 2
[11 empty] | M.84.94.78 |  |  | STETHOSCOPE - NURSE - ADULT | [9 empty] | 3
[11 empty] | PB |  |  | BIN - PEDAL - STAINLESS STEEL | [9 empty] | 2
[11 empty] | S.99.18.40 |  |  | RECORD HOLDER TROLLEY - 2 LARGE Drawer - ABS | [9 empty] | 1
[11 empty] | U.63.18.79 |  |  | DIALYSIS MACHINE | [9 empty] | 10
DIALYSIS
RECEPTION AND
[5 empty] | WAITING |  |  | IPDG192 |  |  | C2 |  |  | CHAIR - STAFF - LOW BACK - WITH ARMS - ON CASTORS | [9 empty] | 2
[11 empty] | CH3 |  |  | CHAIR - 3 SEATER - WAITING - METAL - PADDED SEAT & BACK | [9 empty] | 2
[11 empty] | CK |  |  | CLOCK - WALL - ANALOGUE | [9 empty] | 1
[11 empty] | FC |  |  | CABINET - FILING - 4 DRAW - METAL - LOCKABLE | [9 empty] | 1
[11 empty] | PB |  |  | BIN - PEDAL - STAINLESS STEEL | [9 empty] | 1
[11 empty] | PCD |  |  | PC DESKTOP 15" MONITOR ALL IN ONE WITH UPS 500 VA | [9 empty] | 2
[11 empty] | PRTS |  |  | PRINTER NETWORK BASED LASER B/W | [9 empty] | 1
[11 empty] | RC1 |  |  | COUNTER - RECEPTION - TO DESIGN | [9 empty] | 1
ISOLATION ROOM -
[5 empty] | DIALYSIS |  |  | IPDG178 |  |  | CK |  |  | CLOCK - WALL - ANALOGUE | [9 empty] | 1
[11 empty] | F.44.66.83 |  |  | PATIENT CHAIR - RECLINED - 3 SECTION - HYDRAULIC - FIXED HEIGHT - ARM SUPPORT | [9 empty] | 1
[11 empty] | PB |  |  | BIN - PEDAL - STAINLESS STEEL | [9 empty] | 1
[11 empty] | U.63.18.79 |  |  | DIALYSIS MACHINE | [9 empty] | 1
[8 empty] | IPDG179 |  |  | CK |  |  | CLOCK - WALL - ANALOGUE | [9 empty] | 1
[11 empty] | F.44.66.83 |  |  | PATIENT CHAIR - RECLINED - 3 SECTION - HYDRAULIC - FIXED HEIGHT - ARM SUPPORT | [9 empty] | 1
[11 empty] | PB |  |  | BIN - PEDAL - STAINLESS STEEL | [9 empty] | 1
[11 empty] | U.63.18.79 |  |  | DIALYSIS MACHINE | [9 empty] | 1
[5 empty] | LOCKERS |  |  | IPDG182 |  |  | LK |  |  | LOCKER - 40CMX60CMX180CM - 2 DOORS - METAL | [9 empty] | 4
[8 empty] | IPDG183 |  |  | LK |  |  | LOCKER - 40CMX60CMX180CM - 2 DOORS - METAL | [9 empty] | 4
[5 empty] | STAFF LOUNGE |  |  | IPDG190 |  |  | APP.000 |  |  | KETTLE | [9 empty] | 1
[11 empty] | APP.001 |  |  | WATER DISPENSER | [9 empty] | 1
[11 empty] | APP.005 |  |  | FRIDGE - SMALL | [9 empty] | 1
[11 empty] | APP.012 |  |  | MICROWAVE SMALL | [9 empty] | 1
[11 empty] | PB |  |  | BIN - PEDAL - STAINLESS STEEL | [9 empty] | 1
[11 empty] | SF1 |  |  | SOFA - SINGLE SEAT | [9 empty] | 2
[11 empty] | T5 |  |  | TABLE - COFFEE - SIDE - 450X450 | [9 empty] | 1
[11 empty] | TV |  |  | TV 40" - LED - WALL MOUNTED - WITH SUPPORT | [9 empty] | 1
[5 empty] | STORE |  |  | IPDG191 |  |  | SH4 |  |  | 4 STORAGE SHELVES - STAINLESS STEEL - 110X60x180 | [9 empty] | 2
ROOM TO ROOM BOOK Page 5 of 39
EDO STATE GOVERNMENT | [11 empty] | MAIN BUILDING STELLA OBASANJO HOSPITAL
MINISTRY OF HEALTH
Department Room Description Room No Item Code Item Description | [17 empty] | Sum of Qty
A&E NURSE
EMERGENCY |  |  |  | STATION |  |  |  | IPDG36 |  |  | F.129.61.59 |  |  |  | CABINET - DANGEROUS DRUG COMPARTMENT |  |  | 2
[11 empty] | F.131.16.18 |  |  |  | DRESSING TROLLEY - STANDARD |  |  | 1
[11 empty] | FC |  |  |  | CABINET - FILING - 4 DRAW - METAL - LOCKABLE |  |  | 2
[11 empty] | M.122.31.02 |  |  |  | LARYNGOSCOPE - MACINTOSH - CURVED - ALL SIZES BLADES |  |  | 1
[11 empty] | M.174.73.38 |  |  |  | EMERGENCY TROLLEY - CRASH CART |  |  | 1
[11 empty] | M.176.27.96 |  |  |  | DEFIBRILLATOR - MONITORED WITH PACER |  |  | 1
[11 empty] | M.180.64.65 |  |  |  | GLUCOMETER - HAND HELD - QUICK TEST |  |  | 1
[11 empty] | M.84.94.78 |  |  |  | STETHOSCOPE - NURSE - ADULT |  |  | 1
[11 empty] | M.95.00.45 |  |  |  | ECG - 12 CHANNEL - ON TROLLEY |  |  | 1
[11 empty] | PB |  |  |  | BIN - PEDAL - STAINLESS STEEL |  |  | 1
[11 empty] | S.99.18.40 |  |  |  | RECORD HOLDER TROLLEY - 2 LARGE Drawer - ABS |  |  | 1
A&E RECEPTION
|  |  |  | AND WAITING |  |  |  | IPDG34 |  |  | C2 |  |  |  | CHAIR - STAFF - LOW BACK - WITH ARMS - ON CASTORS |  |  | 2
[11 empty] | CH3 |  |  |  | CHAIR - 3 SEATER - WAITING - METAL - PADDED SEAT & BACK |  |  | 8
[11 empty] | CK |  |  |  | CLOCK - WALL - ANALOGUE |  |  | 1
[11 empty] | FC |  |  |  | CABINET - FILING - 4 DRAW - METAL - LOCKABLE |  |  | 2
[11 empty] | PB |  |  |  | BIN - PEDAL - STAINLESS STEEL |  |  | 2
[11 empty] | PCD |  |  |  | PC DESKTOP 15" MONITOR ALL IN ONE WITH UPS 500 VA |  |  | 2
[11 empty] | PRTS |  |  |  | PRINTER NETWORK BASED LASER B/W |  |  | 1
[11 empty] | RC1 |  |  |  | COUNTER - RECEPTION - TO DESIGN |  |  | 1
CAST
PREPARATION
|  |  |  | ROOM |  |  |  | IPDG30 |  |  | SH4 |  |  |  | 4 STORAGE SHELVES - STAINLESS STEEL - 110X60x180 |  |  | 2
DEPARTMENTAL
STERILIZATION
AND STORE IPDG31 F.133.22.29 TROLLEY - TRANSPORT - WIRE BASKETS 2
[6 empty] | LBB |  |  | LAB BENCH - STAINLESS STEEL - TO DESIGN | [6 empty] | 1
[6 empty] | M.108.15.73 |  |  | INSTRUMENT TRAYS FOR STERILE AND CLEAN MATERIALS | [6 empty] | 4
[6 empty] | S.97.36.69 |  |  | AUTOCLAVE - FAST CYCLE - 30L - HORIZONTAL - TABLE TOP | [6 empty] | 2
DIRTY THEATRE |  |  |  |  | IPDG40 | A.112.61.59 |  |  | ELECTRONIC TRANSPORT VENTILATOR ON BED HOOK | [6 empty] | 1
[6 empty] | A.51.03.06 |  |  | ANAESTHESIA UNIT - 2 VAPORIZER/VENTILATOR/RESP MONITOR | [6 empty] | 1
[6 empty] | F.130.13.12 |  |  | CABINET - OT - STAINLESS STEEL - INSTRUMENT AND CONSUMABLES STORAGE | [6 empty] | 2
[6 empty] | F.132.19.24 |  |  | TABLE - MAYO - STAINLESS STEEL | [6 empty] | 1
[6 empty] | F.164.92.17 |  |  | INSTRUMENT TROLLEY - OT - STAINLESS STEEL - ON CASTORS | [6 empty] | 1
[6 empty] | F.73.60.70 |  |  | TABLE - OPERATING - MINOR SURGERY - HYDRAULIC | [6 empty] | 1
[6 empty] | K.108.57.64 |  |  | CEILING LIGHT - SURGICAL - LED - 100K LUX - SINGLE ARM | [6 empty] | 1
[6 empty] | K.219.49.81 |  |  | EXAMINATION HALOGEN LIGHT - ON CASTORS | [6 empty] | 1
[6 empty] | M.107.31.46 |  |  | PUMP - SUCTION ON TROLLEY TWIN CONTAINER 3L ELECTRIC | [6 empty] | 1
[6 empty] | M.116.45.86 |  |  | ELECTROSURGICAL UNIT 300 WATTS - SINGLE SURGEON | [6 empty] | 1
[6 empty] | M.158.95.22 |  |  | PUMP - FLUSHING GASTROSCOPY/COLONOSCOPY | [6 empty] | 1
[6 empty] | M.167.25.35 |  |  | TRANSPORT & EMERGENCY MONITOR | [6 empty] | 1
[6 empty] | N.85.03.95 |  |  | GAS CYLINDER - O2 - ON TROLLEY | [6 empty] | 1
PLASTER CAST
SUITE |  |  |  |  | IPDG29 | CK |  |  | CLOCK - WALL - ANALOGUE | [6 empty] | 1
[6 empty] | F.46.79.04 |  |  | CLASSIC EXAMINATION COUCH - WITH HOLE | [6 empty] | 1
[6 empty] | FS |  |  | STEP - FOOT | [6 empty] | 1
[6 empty] | K.219.49.81 |  |  | EXAMINATION HALOGEN LIGHT - ON CASTORS | [6 empty] | 1
[6 empty] | M.101.97.39 |  |  | SAW - PLASTER – ELECTRIC | [6 empty] | 1
[6 empty] | M.101.97.40 |  |  | SAW - PLASTER – MANUAL | [6 empty] | 1
[6 empty] | PB |  |  | BIN - PEDAL - STAINLESS STEEL | [6 empty] | 1
SLUICE |  |  |  |  | IPDG38 | CU.003 |  |  | BIN - PEDAL - LARGE | [6 empty] | 1
[6 empty] | DU.007 |  |  | SLOP HOPPER | [6 empty] | 1
[5 empty] | IPDG57 | CU.003 |  |  | BIN - PEDAL - LARGE | [6 empty] | 1
[6 empty] | DU.007 |  |  | SLOP HOPPER | [6 empty] | 1
[6 empty] | S.99.18.35 |  |  | WASHER - BEDPAN/URINAL - FLOOR TYPE | [6 empty] | 1
[6 empty] | S.99.18.37 |  |  | TROLLEY - SOILED LINEN - EPOXY COATED - WITH COVER | [6 empty] | 1
[6 empty] | SH4 |  |  | 4 STORAGE SHELVES - STAINLESS STEEL - 110X60x180 | [6 empty] | 1
STAFF LOUNGE |  |  |  |  | IPDG39 | APP.000 |  |  | KETTLE | [6 empty] | 1
[6 empty] | APP.001 |  |  | WATER DISPENSER | [6 empty] | 1
[6 empty] | APP.005 |  |  | FRIDGE - SMALL | [6 empty] | 1
[6 empty] | APP.012 |  |  | MICROWAVE SMALL | [6 empty] | 1
[6 empty] | PB |  |  | BIN - PEDAL - STAINLESS STEEL | [6 empty] | 1
[6 empty] | T5 |  |  | TABLE - COFFEE - SIDE - 450X450 | [6 empty] | 1
STAFF UTILITY |  |  |  |  | IPDG56 | SH4 |  |  | 4 STORAGE SHELVES - STAINLESS STEEL - 110X60x180 | [6 empty] | 3
STORE |  |  |  |  | IPDG58 | SH4 |  |  | 4 STORAGE SHELVES - STAINLESS STEEL - 110X60x180 | [6 empty] | 3
TREATMENT/OBSE
RVATION BAYS IPDG26 A.112.61.59 ELECTRONIC TRANSPORT VENTILATOR ON BED HOOK 4
[6 empty] | A.60.12.23 |  |  | NEBULISER - EMERGENCY ROOM WITH MEDICATION CUP | [6 empty] | 6
[6 empty] | C4 |  |  | CHAIR - NURSE - MEDIUM BACK - WITH ARMS - ON CASTORS | [6 empty] | 2
[6 empty] | CB1 |  |  | CUPBOARD - GLASS TOP - LOCKABLE - 200x100x60 | [6 empty] | 2
[6 empty] | CK |  |  | CLOCK - WALL - ANALOGUE | [6 empty] | 1
[6 empty] | F.106.45.86 |  |  | WHEEL CHAIR | [6 empty] | 2
[6 empty] | F.116.58.09 |  |  | TROLLEY - PATIENT TRANSPORT - ABS FRAME - PADDED - TR AND RTR - HYDRAULIC | [6 empty] | 12
[6 empty] | F.131.16.18 |  |  | DRESSING TROLLEY - STANDARD | [6 empty] | 4
[6 empty] | F.84.73.38 |  |  | POLE - IV ON CASTORS 4 HOOK STAINLESS STEEL | [6 empty] | 12
[6 empty] | FC |  |  | CABINET - FILING - 4 DRAW - METAL - LOCKABLE | [6 empty] | 2
[6 empty] | FS |  |  | STEP - FOOT | [6 empty] | 3
[6 empty] | K.219.49.81 |  |  | EXAMINATION HALOGEN LIGHT - ON CASTORS | [6 empty] | 12
[6 empty] | M.109.15.29 |  |  | PATIENT WARMER | [6 empty] | 3
[6 empty] | M.122.31.02 |  |  | LARYNGOSCOPE - MACINTOSH - CURVED - ALL SIZES BLADES | [6 empty] | 2
[6 empty] | M.147.03.95 |  |  | ANEROID SPHYGMO - ON CASTORS | [6 empty] | 3
[6 empty] | M.166.52.42 |  |  | VITALS MONITOR ON CASTORS - DETACHABLE | [6 empty] | 6
[6 empty] | M.167.25.35 |  |  | TRANSPORT & EMERGENCY MONITOR | [6 empty] | 8
[6 empty] | M.174.73.38 |  |  | EMERGENCY TROLLEY - CRASH CART | [6 empty] | 2
[6 empty] | M.176.27.96 |  |  | DEFIBRILLATOR - MONITORED WITH PACER | [6 empty] | 2
[6 empty] | M.180.64.65 |  |  | GLUCOMETER - HAND HELD - QUICK TEST | [6 empty] | 4
[6 empty] | M.84.94.78 |  |  | STETHOSCOPE - NURSE - ADULT | [6 empty] | 6
[6 empty] | M.86.57.64 |  |  | PUMP - SUCTION ON TROLLEY - TWIN CONTAINER 1L | [6 empty] | 6
[6 empty] | M.88.51.53 |  |  | AUTO SYRINGE PUMP | [6 empty] | 18
[6 empty] | M.90.54.59 |  |  | INFUSION PUMP VOLUMETRIC ON CASTORS | [6 empty] | 18
[6 empty] | N.85.03.95 |  |  | GAS CYLINDER - O2 - ON TROLLEY | [6 empty] | 2
[6 empty] | PB |  |  | BIN - PEDAL - STAINLESS STEEL | [6 empty] | 2
[6 empty] | PCD |  |  | PC DESKTOP 15" MONITOR ALL IN ONE WITH UPS 500 VA | [6 empty] | 2
[6 empty] | PRTR |  |  | PRINTER DESKTOP OFFICEJET A4 | [6 empty] | 1
[6 empty] | RC1 |  |  | COUNTER - RECEPTION - TO DESIGN | [6 empty] | 1
[6 empty] | S.99.18.40 |  |  | RECORD HOLDER TROLLEY - 2 LARGE Drawer - ABS | [6 empty] | 1
IPDG32 | [5 empty] | A.112.61.59 |  |  | ELECTRONIC TRANSPORT VENTILATOR ON BED HOOK | [6 empty] | 2
[6 empty] | A.60.12.23 |  |  | NEBULISER - EMERGENCY ROOM WITH MEDICATION CUP | [6 empty] | 4
[6 empty] | C4 |  |  | CHAIR - NURSE - MEDIUM BACK - WITH ARMS - ON CASTORS | [6 empty] | 2
[6 empty] | CB1 |  |  | CUPBOARD - GLASS TOP - LOCKABLE - 200x100x60 | [6 empty] | 2
[6 empty] | CK |  |  | CLOCK - WALL - ANALOGUE | [6 empty] | 1
[6 empty] | F.106.45.86 |  |  | WHEEL CHAIR | [6 empty] | 1
[6 empty] | F.116.58.09 |  |  | TROLLEY - PATIENT TRANSPORT - ABS FRAME - PADDED - TR AND RTR - HYDRAULIC | [6 empty] | 6
[6 empty] | F.131.16.18 |  |  | DRESSING TROLLEY - STANDARD | [6 empty] | 2
[6 empty] | F.84.73.38 |  |  | POLE - IV ON CASTORS 4 HOOK STAINLESS STEEL | [6 empty] | 6
[6 empty] | FC |  |  | CABINET - FILING - 4 DRAW - METAL - LOCKABLE | [6 empty] | 2
ROOM TO ROOM BOOK Page 6 of 39
EDO STATE GOVERNMENT | [11 empty] | MAIN BUILDING STELLA OBASANJO HOSPITAL
MINISTRY OF HEALTH
Department |  |  | Room Description |  |  |  |  | Room No |  | Item Code |  |  |  | Item Description | [9 empty] | Sum of Qty
EMERGENCY |  |  | TREATMENT/OBSER |  |  |  |  | IPDG32 |  | FS |  |  |  | STEP - FOOT | [9 empty] | 1
[10 empty] | K.219.49.81 |  |  |  | EXAMINATION HALOGEN LIGHT - ON CASTORS | [9 empty] | 6
[10 empty] | M.109.15.29 |  |  |  | PATIENT WARMER | [9 empty] | 2
[10 empty] | M.122.31.02 |  |  |  | LARYNGOSCOPE - MACINTOSH - CURVED - ALL SIZES BLADES | [9 empty] | 2
[10 empty] | M.147.03.95 |  |  |  | ANEROID SPHYGMO - ON CASTORS | [9 empty] | 2
[10 empty] | M.166.52.42 |  |  |  | VITALS MONITOR ON CASTORS - DETACHABLE | [9 empty] | 2
[10 empty] | M.167.25.35 |  |  |  | TRANSPORT & EMERGENCY MONITOR | [9 empty] | 6
[10 empty] | M.174.73.38 |  |  |  | EMERGENCY TROLLEY - CRASH CART | [9 empty] | 2
[10 empty] | M.176.27.96 |  |  |  | DEFIBRILLATOR - MONITORED WITH PACER | [9 empty] | 1
[10 empty] | M.180.64.65 |  |  |  | GLUCOMETER - HAND HELD - QUICK TEST | [9 empty] | 2
[10 empty] | M.84.94.78 |  |  |  | STETHOSCOPE - NURSE - ADULT | [9 empty] | 2
[10 empty] | M.86.57.64 |  |  |  | PUMP - SUCTION ON TROLLEY - TWIN CONTAINER 1L | [9 empty] | 3
[10 empty] | M.88.51.53 |  |  |  | AUTO SYRINGE PUMP | [9 empty] | 9
[10 empty] | M.90.54.59 |  |  |  | INFUSION PUMP VOLUMETRIC ON CASTORS | [9 empty] | 9
[10 empty] | N.85.03.95 |  |  |  | GAS CYLINDER - O2 - ON TROLLEY | [9 empty] | 2
[10 empty] | PB |  |  |  | BIN - PEDAL - STAINLESS STEEL | [9 empty] | 1
[10 empty] | PCD |  |  |  | PC DESKTOP 15" MONITOR ALL IN ONE WITH UPS 500 VA | [9 empty] | 2
[10 empty] | PRTR |  |  |  | PRINTER DESKTOP OFFICEJET A4 | [9 empty] | 1
[10 empty] | RC1 |  |  |  | COUNTER - RECEPTION - TO DESIGN | [9 empty] | 1
[10 empty] | S.99.18.40 |  |  |  | RECORD HOLDER TROLLEY - 2 LARGE Drawer - ABS | [9 empty] | 1
|  |  | TRIAGE / CPR |  |  |  |  | IPDG35 |  | A.112.61.59 |  |  |  | ELECTRONIC TRANSPORT VENTILATOR ON BED HOOK | [9 empty] | 3
[10 empty] | C2 |  |  |  | CHAIR - STAFF - LOW BACK - WITH ARMS - ON CASTORS | [9 empty] | 1
[10 empty] | CB1 |  |  |  | CUPBOARD - GLASS TOP - LOCKABLE - 200x100x60 | [9 empty] | 1
[10 empty] | CK |  |  |  | CLOCK - WALL - ANALOGUE | [9 empty] | 1
[10 empty] | F.116.58.09 |  |  |  | TROLLEY - PATIENT TRANSPORT - ABS FRAME - PADDED - TR AND RTR - HYDRAULIC | [9 empty] | 3
[10 empty] | F.84.73.38 |  |  |  | POLE - IV ON CASTORS 4 HOOK STAINLESS STEEL | [9 empty] | 3
[10 empty] | FS |  |  |  | STEP - FOOT | [9 empty] | 3
[10 empty] | K.219.49.81 |  |  |  | EXAMINATION HALOGEN LIGHT - ON CASTORS | [9 empty] | 3
[10 empty] | M.122.31.02 |  |  |  | LARYNGOSCOPE - MACINTOSH - CURVED - ALL SIZES BLADES | [9 empty] | 3
[10 empty] | M.167.25.35 |  |  |  | TRANSPORT & EMERGENCY MONITOR | [9 empty] | 3
[10 empty] | M.174.73.38 |  |  |  | EMERGENCY TROLLEY - CRASH CART | [9 empty] | 1
[10 empty] | M.176.27.96 |  |  |  | DEFIBRILLATOR - MONITORED WITH PACER | [9 empty] | 3
[10 empty] | M.84.94.78 |  |  |  | STETHOSCOPE - NURSE - ADULT | [9 empty] | 2
[10 empty] | M.88.51.53 |  |  |  | AUTO SYRINGE PUMP | [9 empty] | 3
[10 empty] | M.90.54.59 |  |  |  | INFUSION PUMP VOLUMETRIC ON CASTORS | [9 empty] | 3
[10 empty] | M.95.00.45 |  |  |  | ECG - 12 CHANNEL - ON TROLLEY | [9 empty] | 1
[10 empty] | PB |  |  |  | BIN - PEDAL - STAINLESS STEEL | [9 empty] | 1
[10 empty] | STL |  |  |  | STOOL - DOCTOR LOW | [9 empty] | 1
ROOM TO ROOM BOOK Page 7 of 39
EDO STATE GOVERNMENT | [11 empty] | MAIN BUILDING STELLA OBASANJO HOSPITAL
MINISTRY OF HEALTH
Department Room Description Room No Item Code Item Description Sum of Qty
ENDOSCOPY |  |  |  |  | CHANGING |  |  | IPDF209k |  |  |  | LK |  |  | LOCKER - 40CMX60CMX180CM - 2 DOORS - METAL | [8 empty] | 2
[8 empty] | IPDF209l |  |  |  | LK |  |  | LOCKER - 40CMX60CMX180CM - 2 DOORS - METAL | [8 empty] | 2
[5 empty] | CLEAN UTILITY |  |  | IPDF209c |  |  |  | CU.003 |  |  | BIN - PEDAL - LARGE | [8 empty] | 1
[12 empty] | SH3 |  |  | 4 STORAGE SHELVES - STAINLESS STEEL - 100X60x180 | [8 empty] | 1
DIRTY UTILITY /
[5 empty] | SLUICE |  |  | IPDF209a |  |  |  | CU.003 |  |  | BIN - PEDAL - LARGE | [8 empty] | 1
[12 empty] | DU.007 |  |  | SLOP HOPPER | [8 empty] | 1
[12 empty] | S.99.18.37 |  |  | TROLLEY - SOILED LINEN - EPOXY COATED - WITH COVER | [8 empty] | 1
[12 empty] | SH3 |  |  | 4 STORAGE SHELVES - STAINLESS STEEL - 100X60x180 | [8 empty] | 1
ENDO PREP /
[5 empty] | RECOVERY |  |  | IPDF209f |  |  |  | F.109.55.03 |  |  | TROLLEY - PATIENT TRANSPORT - STAINLESS STEEL FRAME - WASHABLE PADDING | [8 empty] | 3
[12 empty] | F.133.73.83 |  |  | CURTAIN - PATIENT SEPARATION | [8 empty] | 2
ENDO RECEPTION
[5 empty] | AND WAITING |  |  | IPDF213 |  |  |  | C2 |  |  | CHAIR - STAFF - LOW BACK - WITH ARMS - ON CASTORS | [8 empty] | 1
[12 empty] | FC |  |  | CABINET - FILING - 4 DRAW - METAL - LOCKABLE | [8 empty] | 2
[12 empty] | PCD |  |  | PC DESKTOP 15" MONITOR ALL IN ONE WITH UPS 500 VA | [8 empty] | 1
[12 empty] | PRTR |  |  | PRINTER DESKTOP OFFICEJET A4 | [8 empty] | 1
[12 empty] | RC1 |  |  | COUNTER - RECEPTION - TO DESIGN | [8 empty] | 1
[12 empty] | SF1 |  |  | SOFA - SINGLE SEAT | [8 empty] | 1
[12 empty] | SF2 |  |  | SOFA - DOUBLE SEAT | [8 empty] | 1
[5 empty] | ENDO WASH |  |  | IPDF209e |  |  |  | S.185.61.15.7 |  |  | UNINTERRUPTED POWER SYSTEM (UPS) | [8 empty] | 1
[12 empty] | S.187.67.26 |  |  | ENDOSCOPE WASHER - DISINFECTOR | [8 empty] | 1
ENDOSCOPIC
[5 empty] | PROCEDURE |  |  | IPDF210 |  |  |  | F.109.55.05 |  |  | STRETCHER - PROCEDURAL | [8 empty] | 1
[12 empty] | F.130.13.12 |  |  | CABINET - OT - STAINLESS STEEL - INSTRUMENT AND CONSUMABLES STORAGE | [8 empty] | 1
[12 empty] | K.219.49.81 |  |  | EXAMINATION HALOGEN LIGHT - ON CASTORS | [8 empty] | 1
[12 empty] | M.107.18.34 |  |  | ELECTROSURGICAL UNIT 120 WATTS - WITH FUME EXTRACTION | [8 empty] | 1
[12 empty] | M.158.95.22 |  |  | PUMP - FLUSHING GASTROSCOPY/COLONOSCOPY | [8 empty] | 1
[12 empty] | M.164.51.53 |  |  | COLONOSCOPE | [8 empty] | 1
[12 empty] | M.164.51.54 |  |  | COLONOSCOPE - Pediatric | [8 empty] | 1
[12 empty] | M.167.25.35 |  |  | TRANSPORT & EMERGENCY MONITOR | [8 empty] | 1
[12 empty] | M.169.66.82 |  |  | GASTROSCOPE | [8 empty] | 1
[12 empty] | M.169.66.83 |  |  | GASTROSCOPE - Pediatric | [8 empty] | 1
[12 empty] | M.182.51.53 |  |  | CABINET - ENDOSCOPES | [8 empty] | 1
[12 empty] | M.197.85.61 |  |  | FLEXIBLE ENDOSCOPES TOWER WITH CAMERA AND LIGHT SOURCE (VIDEO) | [8 empty] | 1
[12 empty] | N.80.61.15 |  |  | DVD RECORDER | [8 empty] | 1
[12 empty] | N.85.03.95 |  |  | GAS CYLINDER - O2 - ON TROLLEY | [8 empty] | 1
[8 empty] | IPDF211 |  |  |  | F.109.55.05 |  |  | STRETCHER - PROCEDURAL | [8 empty] | 1
[12 empty] | F.130.13.12 |  |  | CABINET - OT - STAINLESS STEEL - INSTRUMENT AND CONSUMABLES STORAGE | [8 empty] | 1
[12 empty] | K.219.49.81 |  |  | EXAMINATION HALOGEN LIGHT - ON CASTORS | [8 empty] | 1
[12 empty] | M.107.18.34 |  |  | ELECTROSURGICAL UNIT 120 WATTS - WITH FUME EXTRACTION | [8 empty] | 1
[12 empty] | M.158.95.22 |  |  | PUMP - FLUSHING GASTROSCOPY/COLONOSCOPY | [8 empty] | 1
[12 empty] | M.164.51.53 |  |  | COLONOSCOPE | [8 empty] | 1
[12 empty] | M.164.51.54 |  |  | COLONOSCOPE - Pediatric | [8 empty] | 1
[12 empty] | M.167.25.35 |  |  | TRANSPORT & EMERGENCY MONITOR | [8 empty] | 1
[12 empty] | M.169.66.82 |  |  | GASTROSCOPE | [8 empty] | 1
[12 empty] | M.169.66.83 |  |  | GASTROSCOPE - Pediatric | [8 empty] | 1
[12 empty] | M.182.51.53 |  |  | CABINET - ENDOSCOPES | [8 empty] | 1
[12 empty] | M.197.85.61 |  |  | FLEXIBLE ENDOSCOPES TOWER WITH CAMERA AND LIGHT SOURCE (VIDEO) | [8 empty] | 1
[12 empty] | N.80.61.15 |  |  | DVD RECORDER | [8 empty] | 1
[12 empty] | N.85.03.95 |  |  | GAS CYLINDER - O2 - ON TROLLEY | [8 empty] | 1
[5 empty] | JANITOR |  |  | IPDF209b |  |  |  | DU.003 |  |  | SINK - CLEANER - SINGLE | [8 empty] | 1
[12 empty] | DU.004 |  |  | MOP RACK - 4 HOLDERS - WALL MOUNTED | [8 empty] | 1
[12 empty] | DU.006 |  |  | TROLLEY - WET MOP | [8 empty] | 1
[5 empty] | NURSE STATION |  |  | IPDF209h |  |  |  | C4 |  |  | CHAIR - NURSE - MEDIUM BACK - WITH ARMS - ON CASTORS | [8 empty] | 2
[12 empty] | CB1 |  |  | CUPBOARD - GLASS TOP - LOCKABLE - 200x100x60 | [8 empty] | 1
[12 empty] | F.106.45.86 |  |  | WHEEL CHAIR | [8 empty] | 1
[12 empty] | M.109.15.29 |  |  | PATIENT WARMER | [8 empty] | 2
[12 empty] | M.122.31.02 |  |  | LARYNGOSCOPE - MACINTOSH - CURVED - ALL SIZES BLADES | [8 empty] | 2
[12 empty] | M.147.03.95 |  |  | ANEROID SPHYGMO - ON CASTORS | [8 empty] | 2
[12 empty] | M.180.64.65 |  |  | GLUCOMETER - HAND HELD - QUICK TEST | [8 empty] | 2
[12 empty] | M.84.94.78 |  |  | STETHOSCOPE - NURSE - ADULT | [8 empty] | 3
[12 empty] | PCD |  |  | PC DESKTOP 15" MONITOR ALL IN ONE WITH UPS 500 VA | [8 empty] | 2
[12 empty] | PRTR |  |  | PRINTER DESKTOP OFFICEJET A4 | [8 empty] | 1
[12 empty] | RC1 |  |  | COUNTER - RECEPTION - TO DESIGN | [8 empty] | 1
[12 empty] | S.99.18.40 |  |  | RECORD HOLDER TROLLEY - 2 LARGE Drawer - ABS | [8 empty] | 1
[5 empty] | OFFICE |  |  | IPDF209j |  |  |  | C2 |  |  | CHAIR - STAFF - LOW BACK - WITH ARMS - ON CASTORS | [8 empty] | 1
[12 empty] | C3 |  |  | CHAIR - VISITOR - LOW BACK - WITH ARMS | [8 empty] | 1
[12 empty] | CB1 |  |  | CUPBOARD - GLASS TOP - LOCKABLE - 200x100x60 | [8 empty] | 1
[12 empty] | CK |  |  | CLOCK - WALL - ANALOGUE | [8 empty] | 1
[12 empty] | FC |  |  | CABINET - FILING - 4 DRAW - METAL - LOCKABLE | [8 empty] | 1
[12 empty] | PB |  |  | BIN - PEDAL - STAINLESS STEEL | [8 empty] | 1
[12 empty] | PCD |  |  | PC DESKTOP 15" MONITOR ALL IN ONE WITH UPS 500 VA | [8 empty] | 1
[12 empty] | PRTR |  |  | PRINTER DESKTOP OFFICEJET A4 | [8 empty] | 1
[12 empty] | T3 |  |  | TABLE - 5 FT - WITH DRAWER | [8 empty] | 1
[5 empty] | PANTRY |  |  | IPDF209i |  |  |  | APP.000 |  |  | KETTLE | [8 empty] | 1
[12 empty] | APP.001 |  |  | WATER DISPENSER | [8 empty] | 1
[12 empty] | APP.005 |  |  | FRIDGE - SMALL | [8 empty] | 1
[12 empty] | APP.012 |  |  | MICROWAVE SMALL | [8 empty] | 1
[12 empty] | PB |  |  | BIN - PEDAL - STAINLESS STEEL | [8 empty] | 1
[12 empty] | T5 |  |  | TABLE - COFFEE - SIDE - 450X450 | [8 empty] | 1
[5 empty] | STORE |  |  | IPDF209D |  |  |  | SH3 |  |  | 4 STORAGE SHELVES - STAINLESS STEEL - 100X60x180 | [8 empty] | 1
ROOM TO ROOM BOOK Page 8 of 39
EDO STATE GOVERNMENT | [11 empty] | MAIN BUILDING STELLA OBASANJO HOSPITAL
MINISTRY OF HEALTH
Department |  |  | Room Description |  |  |  | Room No Item Code | [7 empty] | Item Description Sum of Qty
ICU |  |  | CHANGING |  |  |  | IPDG109a LK | [7 empty] | LOCKER - 40CMX60CMX180CM - 2 DOORS - METAL 6
DEPARTMENTAL
STERILIZATION
|  |  | AND STORE |  |  |  | IPDG108 F.133.22.29 | [7 empty] | TROLLEY - TRANSPORT - WIRE BASKETS 2
[12 empty] | LBB |  |  | LAB BENCH - STAINLESS STEEL - TO DESIGN | [5 empty] | 1
[12 empty] | M.108.15.73 |  |  | INSTRUMENT TRAYS FOR STERILE AND CLEAN MATERIALS | [5 empty] | 4
[12 empty] | S.97.36.69 |  |  | AUTOCLAVE - FAST CYCLE - 30L - HORIZONTAL - TABLE TOP | [5 empty] | 1
[12 empty] | SH4 |  |  | 4 STORAGE SHELVES - STAINLESS STEEL - 110X60x180 | [5 empty] | 4
ICU | [6 empty] | IPDG106 |  |  |  |  | A.60.63.76 |  |  | NEBULISER - EMITTED DOSE - ICU/CCU | [5 empty] | 2
[12 empty] | A.66.18.34 |  |  | VENTILATOR - ADULT - ICU | [5 empty] | 3
[12 empty] | A.67.21.40 |  |  | VENTILATOR - BIPAP CAPABILTY - ICU | [5 empty] | 2
[12 empty] | A.69.27.52 |  |  | VENTILATOR - TRANSPORT - ADULT | [5 empty] | 1
[12 empty] | C4 |  |  | CHAIR - NURSE - MEDIUM BACK - WITH ARMS - ON CASTORS | [5 empty] | 2
[12 empty] | CB1 |  |  | CUPBOARD - GLASS TOP - LOCKABLE - 200x100x60 | [5 empty] | 4
[12 empty] | F.106.45.86 |  |  | WHEEL CHAIR | [5 empty] | 3
[12 empty] | F.129.61.59 |  |  | CABINET - DANGEROUS DRUG COMPARTMENT | [5 empty] | 1
[12 empty] | F.131.16.18 |  |  | DRESSING TROLLEY - STANDARD | [5 empty] | 2
[12 empty] | F.39.24.46 |  |  | BED INTENSIVE CARE FULL ELECTRIC | [5 empty] | 8
[12 empty] | L.101.03.06 |  |  | ANALYZER - BLOOD GAS WITH ELECTROLYTES STAT FOR ICU | [5 empty] | 1
[12 empty] | M.109.15.29 |  |  | PATIENT WARMER | [5 empty] | 2
[12 empty] | M.122.31.02 |  |  | LARYNGOSCOPE - MACINTOSH - CURVED - ALL SIZES BLADES | [5 empty] | 2
[12 empty] | M.142.58.42 |  |  | INTRACRANIAL PRESSURE MONITOR | [5 empty] | 1
[12 empty] | M.147.03.95 |  |  | ANEROID SPHYGMO - ON CASTORS | [5 empty] | 2
[12 empty] | M.167.25.35 |  |  | TRANSPORT & EMERGENCY MONITOR | [5 empty] | 6
[12 empty] | M.174.73.38 |  |  | EMERGENCY TROLLEY - CRASH CART | [5 empty] | 1
[12 empty] | M.176.27.96 |  |  | DEFIBRILLATOR - MONITORED WITH PACER | [5 empty] | 2
[12 empty] | M.179.58.54 |  |  | MONITOR - PATIENT ICU - ECG/SPO2/NIBP/RESP/ETCO2/TEMP | [5 empty] | 8
[12 empty] | M.180.64.65 |  |  | GLUCOMETER - HAND HELD - QUICK TEST | [5 empty] | 2
[12 empty] | M.195.22.29 |  |  | ENTERAL FEEDING PUMP | [5 empty] | 2
[12 empty] | M.208.16.18 |  |  | FLUID WARMER | [5 empty] | 2
[12 empty] | M.84.94.78 |  |  | STETHOSCOPE - NURSE - ADULT | [5 empty] | 3
[12 empty] | M.88.51.53 |  |  | AUTO SYRINGE PUMP | [5 empty] | 15
[12 empty] | M.89.51.53 |  |  | INFUSION PUMP VOLUMETRIC | [5 empty] | 30
[12 empty] | M.95.00.45 |  |  | ECG - 12 CHANNEL - ON TROLLEY | [5 empty] | 1
[12 empty] | PCD |  |  | PC DESKTOP 15" MONITOR ALL IN ONE WITH UPS 500 VA | [5 empty] | 2
[12 empty] | PRTR |  |  | PRINTER DESKTOP OFFICEJET A4 | [5 empty] | 1
[12 empty] | R.170.24.46 |  |  | ULTRASOUND UNIT - PORTABLE - SINGLE PROBE | [5 empty] | 1
[12 empty] | R.200.95.22 |  |  | X-RAY MACHINE - MOBILE - ADULT | [5 empty] | 1
[12 empty] | RC1 |  |  | COUNTER - RECEPTION - TO DESIGN | [5 empty] | 1
[12 empty] | S.99.18.40 |  |  | RECORD HOLDER TROLLEY - 2 LARGE Drawer - ABS | [5 empty] | 1
[12 empty] | U.63.18.79.1 |  |  | DIALYSIS MACHINE - ICU | [5 empty] | 1
ICU - ISOLATION
ROOM | [6 empty] | IPDG103 |  |  |  |  | A.112.61.59 |  |  | ELECTRONIC TRANSPORT VENTILATOR ON BED HOOK | [5 empty] | 1
[12 empty] | A.66.18.34 |  |  | VENTILATOR - ADULT - ICU | [5 empty] | 1
[12 empty] | F.39.24.46 |  |  | BED INTENSIVE CARE FULL ELECTRIC | [5 empty] | 1
[12 empty] | M.109.15.29 |  |  | PATIENT WARMER | [5 empty] | 1
[12 empty] | M.167.25.35 |  |  | TRANSPORT & EMERGENCY MONITOR | [5 empty] | 1
[12 empty] | M.179.58.54 |  |  | MONITOR - PATIENT ICU - ECG/SPO2/NIBP/RESP/ETCO2/TEMP | [5 empty] | 1
[12 empty] | M.195.22.29 |  |  | ENTERAL FEEDING PUMP | [5 empty] | 1
[12 empty] | M.88.51.53 |  |  | AUTO SYRINGE PUMP | [5 empty] | 2
[12 empty] | M.89.51.53 |  |  | INFUSION PUMP VOLUMETRIC | [5 empty] | 4
[7 empty] | IPDG104 |  |  |  |  | A.112.61.59 |  |  | ELECTRONIC TRANSPORT VENTILATOR ON BED HOOK | [5 empty] | 1
[12 empty] | A.66.18.34 |  |  | VENTILATOR - ADULT - ICU | [5 empty] | 1
[12 empty] | F.39.24.46 |  |  | BED INTENSIVE CARE FULL ELECTRIC | [5 empty] | 1
[12 empty] | M.109.15.29 |  |  | PATIENT WARMER | [5 empty] | 1
[12 empty] | M.167.25.35 |  |  | TRANSPORT & EMERGENCY MONITOR | [5 empty] | 1
[12 empty] | M.179.58.54 |  |  | MONITOR - PATIENT ICU - ECG/SPO2/NIBP/RESP/ETCO2/TEMP | [5 empty] | 1
[12 empty] | M.195.22.29 |  |  | ENTERAL FEEDING PUMP | [5 empty] | 1
[12 empty] | M.88.51.53 |  |  | AUTO SYRINGE PUMP | [5 empty] | 2
[12 empty] | M.89.51.53 |  |  | INFUSION PUMP VOLUMETRIC | [5 empty] | 4
ICU ATRIUM | [6 empty] | IPDG109 |  |  |  |  | L.161.54.115 |  |  | HOOK CLOTHES - METAL - 3 HOOKS | [5 empty] | 4
ICU HOD | [6 empty] | IPDG107 |  |  |  |  | C1 |  |  | CHAIR - DOCTOR - HIGH BACK - WITH ARMS - ON CASTORS | [5 empty] | 1
[12 empty] | C3 |  |  | CHAIR - VISITOR - LOW BACK - WITH ARMS | [5 empty] | 2
[12 empty] | CB1 |  |  | CUPBOARD - GLASS TOP - LOCKABLE - 200x100x60 | [5 empty] | 1
[12 empty] | CK |  |  | CLOCK - WALL - ANALOGUE | [5 empty] | 1
[12 empty] | DT2 |  |  | TABLE - JUNIOR DIRECTOR - GLOSSY FINISH | [5 empty] | 1
[12 empty] | FC |  |  | CABINET - FILING - 4 DRAW - METAL - LOCKABLE | [5 empty] | 1
[12 empty] | PB |  |  | BIN - PEDAL - STAINLESS STEEL | [5 empty] | 1
[12 empty] | PCD |  |  | PC DESKTOP 15" MONITOR ALL IN ONE WITH UPS 500 VA | [5 empty] | 1
[12 empty] | PRTR |  |  | PRINTER DESKTOP OFFICEJET A4 | [5 empty] | 1
[12 empty] | SD2 |  |  | TABLE - SIDE - JUNIOR DIRECTOR - ON CASTORS - GLOSSY FINISH | [5 empty] | 1
[12 empty] | SF1 |  |  | SOFA - SINGLE SEAT | [5 empty] | 2
[12 empty] | T5 |  |  | TABLE - COFFEE - SIDE - 450X450 | [5 empty] | 1
STORE | [6 empty] | IPDG109b |  |  |  |  | SH4 |  |  | 4 STORAGE SHELVES - STAINLESS STEEL - 110X60x180 | [5 empty] | 1
ROOM TO ROOM BOOK Page 9 of 39
EDO STATE GOVERNMENT | [11 empty] | MAIN BUILDING STELLA OBASANJO HOSPITAL
MINISTRY OF HEALTH
Department |  |  |  |  | Room Description |  |  | Room No |  |  | Item Code |  |  | Item Description | [6 empty] | Sum of Qty
INTERNAL WARDS |  |  |  |  | CLEAN LINEN |  |  | IPDF06 |  |  | SH4 |  |  | 4 STORAGE SHELVES - STAINLESS STEEL - 110X60x180 | [6 empty] | 4
[5 empty] | CLEAN UTILITY |  |  | IPDF03 |  |  | CU.003 |  |  | BIN - PEDAL - LARGE | [6 empty] | 1
[11 empty] | SH4 |  |  | 4 STORAGE SHELVES - STAINLESS STEEL - 110X60x180 | [6 empty] | 1
DIRTY UTILITY /
[5 empty] | SLUICE |  |  | IPDF27 |  |  | CU.003 |  |  | BIN - PEDAL - LARGE | [6 empty] | 1
[11 empty] | DU.007 |  |  | SLOP HOPPER | [6 empty] | 1
[11 empty] | S.99.18.35 |  |  | WASHER - BEDPAN/URINAL - FLOOR TYPE | [6 empty] | 1
[11 empty] | S.99.18.37 |  |  | TROLLEY - SOILED LINEN - EPOXY COATED - WITH COVER | [6 empty] | 1
[11 empty] | SH4 |  |  | 4 STORAGE SHELVES - STAINLESS STEEL - 110X60x180 | [6 empty] | 2
[8 empty] | IPDF30 |  |  | CU.003 |  |  | BIN - PEDAL - LARGE | [6 empty] | 1
[11 empty] | DU.007 |  |  | SLOP HOPPER | [6 empty] | 1
[11 empty] | S.99.18.35 |  |  | WASHER - BEDPAN/URINAL - FLOOR TYPE | [6 empty] | 1
[11 empty] | S.99.18.37 |  |  | TROLLEY - SOILED LINEN - EPOXY COATED - WITH COVER | [6 empty] | 1
[11 empty] | SH4 |  |  | 4 STORAGE SHELVES - STAINLESS STEEL - 110X60x180 | [6 empty] | 2
[5 empty] | NURSE STATION |  |  | IPDF07 |  |  | C4 |  |  | CHAIR - NURSE - MEDIUM BACK - WITH ARMS - ON CASTORS | [6 empty] | 2
[11 empty] | CB1 |  |  | CUPBOARD - GLASS TOP - LOCKABLE - 200x100x60 | [6 empty] | 1
[11 empty] | F.106.45.86 |  |  | WHEEL CHAIR | [6 empty] | 1
[11 empty] | F.129.61.59 |  |  | CABINET - DANGEROUS DRUG COMPARTMENT | [6 empty] | 1
[11 empty] | F.131.16.18 |  |  | DRESSING TROLLEY - STANDARD | [6 empty] | 2
[11 empty] | M.109.15.29 |  |  | PATIENT WARMER | [6 empty] | 2
[11 empty] | M.122.31.02 |  |  | LARYNGOSCOPE - MACINTOSH - CURVED - ALL SIZES BLADES | [6 empty] | 2
[11 empty] | M.147.03.95 |  |  | ANEROID SPHYGMO - ON CASTORS | [6 empty] | 2
[11 empty] | M.166.52.42 |  |  | VITALS MONITOR ON CASTORS - DETACHABLE | [6 empty] | 4
[11 empty] | M.167.25.35 |  |  | TRANSPORT & EMERGENCY MONITOR | [6 empty] | 8
[11 empty] | M.174.73.38 |  |  | EMERGENCY TROLLEY - CRASH CART | [6 empty] | 1
[11 empty] | M.177.82.55 |  |  | DEFIBRILLATOR - UNMONITORED | [6 empty] | 1
[11 empty] | M.180.64.65 |  |  | GLUCOMETER - HAND HELD - QUICK TEST | [6 empty] | 2
[11 empty] | M.84.94.78 |  |  | STETHOSCOPE - NURSE - ADULT | [6 empty] | 3
[11 empty] | PCD |  |  | PC DESKTOP 15" MONITOR ALL IN ONE WITH UPS 500 VA | [6 empty] | 2
[11 empty] | PRTR |  |  | PRINTER DESKTOP OFFICEJET A4 | [6 empty] | 1
[11 empty] | RC1 |  |  | COUNTER - RECEPTION - TO DESIGN | [6 empty] | 1
[11 empty] | S.99.18.40 |  |  | RECORD HOLDER TROLLEY - 2 LARGE Drawer - ABS | [6 empty] | 1
[8 empty] | IPDF28 |  |  | C4 |  |  | CHAIR - NURSE - MEDIUM BACK - WITH ARMS - ON CASTORS | [6 empty] | 2
[11 empty] | CB1 |  |  | CUPBOARD - GLASS TOP - LOCKABLE - 200x100x60 | [6 empty] | 1
[11 empty] | F.106.45.86 |  |  | WHEEL CHAIR | [6 empty] | 1
[11 empty] | F.129.61.59 |  |  | CABINET - DANGEROUS DRUG COMPARTMENT | [6 empty] | 1
[11 empty] | F.131.16.18 |  |  | DRESSING TROLLEY - STANDARD | [6 empty] | 2
[11 empty] | M.109.15.29 |  |  | PATIENT WARMER | [6 empty] | 2
[11 empty] | M.122.31.02 |  |  | LARYNGOSCOPE - MACINTOSH - CURVED - ALL SIZES BLADES | [6 empty] | 2
[11 empty] | M.147.03.95 |  |  | ANEROID SPHYGMO - ON CASTORS | [6 empty] | 2
[11 empty] | M.166.52.42 |  |  | VITALS MONITOR ON CASTORS - DETACHABLE | [6 empty] | 4
[11 empty] | M.167.25.35 |  |  | TRANSPORT & EMERGENCY MONITOR | [6 empty] | 8
[11 empty] | M.174.73.38 |  |  | EMERGENCY TROLLEY - CRASH CART | [6 empty] | 1
[11 empty] | M.177.82.55 |  |  | DEFIBRILLATOR - UNMONITORED | [6 empty] | 1
[11 empty] | M.180.64.65 |  |  | GLUCOMETER - HAND HELD - QUICK TEST | [6 empty] | 2
[11 empty] | M.84.94.78 |  |  | STETHOSCOPE - NURSE - ADULT | [6 empty] | 3
[11 empty] | PCD |  |  | PC DESKTOP 15" MONITOR ALL IN ONE WITH UPS 500 VA | [6 empty] | 2
[11 empty] | PRTR |  |  | PRINTER DESKTOP OFFICEJET A4 | [6 empty] | 1
[11 empty] | RC1 |  |  | COUNTER - RECEPTION - TO DESIGN | [6 empty] | 1
[11 empty] | S.99.18.40 |  |  | RECORD HOLDER TROLLEY - 2 LARGE Drawer - ABS | [6 empty] | 1
PATIENT ROOM - 2
[5 empty] | BEDS |  |  | IPDF17 |  |  | C6 |  |  | CHAIR - ATTENDANT - WITHOUT ARM RESTS - ON CASTORS | [6 empty] | 2
[11 empty] | CK |  |  | CLOCK - WALL - ANALOGUE | [6 empty] | 1
[11 empty] | F.38.72.93 |  |  | BED 3 SECTION ELECTRIC - FIXED HEIGHT - ON CASTORS | [6 empty] | 2
[11 empty] | F.40.75.99 |  |  | BED SIDE TABLE | [6 empty] | 2
[11 empty] | F.43.66.82 |  |  | OVERBED TABLE | [6 empty] | 2
[11 empty] | PB |  |  | BIN - PEDAL - STAINLESS STEEL | [6 empty] | 2
[11 empty] | TV |  |  | TV 40" - LED - WALL MOUNTED - WITH SUPPORT | [6 empty] | 1
[11 empty] | WR3 |  |  | WARDROBE - PATIENT - 2 COMPARTMENT | [6 empty] | 1
[8 empty] | IPDF20 |  |  | C6 |  |  | CHAIR - ATTENDANT - WITHOUT ARM RESTS - ON CASTORS | [6 empty] | 2
[11 empty] | CK |  |  | CLOCK - WALL - ANALOGUE | [6 empty] | 1
[11 empty] | F.38.72.93 |  |  | BED 3 SECTION ELECTRIC - FIXED HEIGHT - ON CASTORS | [6 empty] | 2
[11 empty] | F.40.75.99 |  |  | BED SIDE TABLE | [6 empty] | 2
[11 empty] | F.43.66.82 |  |  | OVERBED TABLE | [6 empty] | 2
[11 empty] | PB |  |  | BIN - PEDAL - STAINLESS STEEL | [6 empty] | 2
[11 empty] | TV |  |  | TV 40" - LED - WALL MOUNTED - WITH SUPPORT | [6 empty] | 1
[11 empty] | WR3 |  |  | WARDROBE - PATIENT - 2 COMPARTMENT | [6 empty] | 1
[8 empty] | IPDF21 |  |  | C6 |  |  | CHAIR - ATTENDANT - WITHOUT ARM RESTS - ON CASTORS | [6 empty] | 2
[11 empty] | CK |  |  | CLOCK - WALL - ANALOGUE | [6 empty] | 1
[11 empty] | F.38.72.93 |  |  | BED 3 SECTION ELECTRIC - FIXED HEIGHT - ON CASTORS | [6 empty] | 2
[11 empty] | F.40.75.99 |  |  | BED SIDE TABLE | [6 empty] | 2
[11 empty] | F.43.66.82 |  |  | OVERBED TABLE | [6 empty] | 2
[11 empty] | PB |  |  | BIN - PEDAL - STAINLESS STEEL | [6 empty] | 2
[11 empty] | TV |  |  | TV 40" - LED - WALL MOUNTED - WITH SUPPORT | [6 empty] | 1
[11 empty] | WR3 |  |  | WARDROBE - PATIENT - 2 COMPARTMENT | [6 empty] | 1
[8 empty] | IPDF24 |  |  | C6 |  |  | CHAIR - ATTENDANT - WITHOUT ARM RESTS - ON CASTORS | [6 empty] | 2
[11 empty] | CK |  |  | CLOCK - WALL - ANALOGUE | [6 empty] | 1
[11 empty] | F.38.72.93 |  |  | BED 3 SECTION ELECTRIC - FIXED HEIGHT - ON CASTORS | [6 empty] | 2
[11 empty] | F.40.75.99 |  |  | BED SIDE TABLE | [6 empty] | 2
[11 empty] | F.43.66.82 |  |  | OVERBED TABLE | [6 empty] | 2
[11 empty] | PB |  |  | BIN - PEDAL - STAINLESS STEEL | [6 empty] | 2
[11 empty] | TV |  |  | TV 40" - LED - WALL MOUNTED - WITH SUPPORT | [6 empty] | 1
[11 empty] | WR3 |  |  | WARDROBE - PATIENT - 2 COMPARTMENT | [6 empty] | 1
[8 empty] | IPDF31 |  |  | C6 |  |  | CHAIR - ATTENDANT - WITHOUT ARM RESTS - ON CASTORS | [6 empty] | 2
[11 empty] | CK |  |  | CLOCK - WALL - ANALOGUE | [6 empty] | 1
[11 empty] | F.38.72.93 |  |  | BED 3 SECTION ELECTRIC - FIXED HEIGHT - ON CASTORS | [6 empty] | 2
[11 empty] | F.40.75.99 |  |  | BED SIDE TABLE | [6 empty] | 2
[11 empty] | F.43.66.82 |  |  | OVERBED TABLE | [6 empty] | 2
[11 empty] | PB |  |  | BIN - PEDAL - STAINLESS STEEL | [6 empty] | 2
[11 empty] | TV |  |  | TV 40" - LED - WALL MOUNTED - WITH SUPPORT | [6 empty] | 1
[11 empty] | WR3 |  |  | WARDROBE - PATIENT - 2 COMPARTMENT | [6 empty] | 1
[8 empty] | IPDF34 |  |  | C6 |  |  | CHAIR - ATTENDANT - WITHOUT ARM RESTS - ON CASTORS | [6 empty] | 2
[11 empty] | CK |  |  | CLOCK - WALL - ANALOGUE | [6 empty] | 1
[11 empty] | F.38.72.93 |  |  | BED 3 SECTION ELECTRIC - FIXED HEIGHT - ON CASTORS | [6 empty] | 2
[11 empty] | F.40.75.99 |  |  | BED SIDE TABLE | [6 empty] | 2
[11 empty] | F.43.66.82 |  |  | OVERBED TABLE | [6 empty] | 2
[11 empty] | PB |  |  | BIN - PEDAL - STAINLESS STEEL | [6 empty] | 2
[11 empty] | TV |  |  | TV 40" - LED - WALL MOUNTED - WITH SUPPORT | [6 empty] | 1
[11 empty] | WR3 |  |  | WARDROBE - PATIENT - 2 COMPARTMENT | [6 empty] | 1
[8 empty] | IPDF35 |  |  | C6 |  |  | CHAIR - ATTENDANT - WITHOUT ARM RESTS - ON CASTORS | [6 empty] | 2
[11 empty] | CK |  |  | CLOCK - WALL - ANALOGUE | [6 empty] | 1
[11 empty] | F.38.72.93 |  |  | BED 3 SECTION ELECTRIC - FIXED HEIGHT - ON CASTORS | [6 empty] | 2
[11 empty] | F.40.75.99 |  |  | BED SIDE TABLE | [6 empty] | 2
[11 empty] | F.43.66.82 |  |  | OVERBED TABLE | [6 empty] | 2
[11 empty] | PB |  |  | BIN - PEDAL - STAINLESS STEEL | [6 empty] | 2
[11 empty] | TV |  |  | TV 40" - LED - WALL MOUNTED - WITH SUPPORT | [6 empty] | 1
[11 empty] | WR3 |  |  | WARDROBE - PATIENT - 2 COMPARTMENT | [6 empty] | 1
[8 empty] | IPDF38 |  |  | C6 |  |  | CHAIR - ATTENDANT - WITHOUT ARM RESTS - ON CASTORS | [6 empty] | 2
ROOM TO ROOM BOOK Page 10 of 39
EDO STATE GOVERNMENT | [11 empty] | MAIN BUILDING STELLA OBASANJO HOSPITAL
MINISTRY OF HEALTH
Department |  |  |  |  | Room Description |  |  | Room No |  |  | Item Code |  |  | Item Description | [5 empty] | Sum of Qty
INTERNAL WARDS |  |  |  |  | PATIENT ROOM - 2 |  |  | IPDF38 |  |  | CK |  |  | CLOCK - WALL - ANALOGUE | [5 empty] | 1
[11 empty] | F.38.72.93 |  |  | BED 3 SECTION ELECTRIC - FIXED HEIGHT - ON CASTORS | [5 empty] | 2
[11 empty] | F.40.75.99 |  |  | BED SIDE TABLE | [5 empty] | 2
[11 empty] | F.43.66.82 |  |  | OVERBED TABLE | [5 empty] | 2
[11 empty] | PB |  |  | BIN - PEDAL - STAINLESS STEEL | [5 empty] | 2
[11 empty] | TV |  |  | TV 40" - LED - WALL MOUNTED - WITH SUPPORT | [5 empty] | 1
[11 empty] | WR3 |  |  | WARDROBE - PATIENT - 2 COMPARTMENT | [5 empty] | 1
[8 empty] | IPDF39 |  |  | C6 |  |  | CHAIR - ATTENDANT - WITHOUT ARM RESTS - ON CASTORS | [5 empty] | 2
[11 empty] | CK |  |  | CLOCK - WALL - ANALOGUE | [5 empty] | 1
[11 empty] | F.38.72.93 |  |  | BED 3 SECTION ELECTRIC - FIXED HEIGHT - ON CASTORS | [5 empty] | 2
[11 empty] | F.40.75.99 |  |  | BED SIDE TABLE | [5 empty] | 2
[11 empty] | F.43.66.82 |  |  | OVERBED TABLE | [5 empty] | 2
[11 empty] | PB |  |  | BIN - PEDAL - STAINLESS STEEL | [5 empty] | 2
[11 empty] | TV |  |  | TV 40" - LED - WALL MOUNTED - WITH SUPPORT | [5 empty] | 1
[11 empty] | WR3 |  |  | WARDROBE - PATIENT - 2 COMPARTMENT | [5 empty] | 1
[8 empty] | IPDF42 |  |  | C6 |  |  | CHAIR - ATTENDANT - WITHOUT ARM RESTS - ON CASTORS | [5 empty] | 2
[11 empty] | CK |  |  | CLOCK - WALL - ANALOGUE | [5 empty] | 1
[11 empty] | F.38.72.93 |  |  | BED 3 SECTION ELECTRIC - FIXED HEIGHT - ON CASTORS | [5 empty] | 2
[11 empty] | F.40.75.99 |  |  | BED SIDE TABLE | [5 empty] | 2
[11 empty] | F.43.66.82 |  |  | OVERBED TABLE | [5 empty] | 2
[11 empty] | PB |  |  | BIN - PEDAL - STAINLESS STEEL | [5 empty] | 2
[11 empty] | TV |  |  | TV 40" - LED - WALL MOUNTED - WITH SUPPORT | [5 empty] | 1
[11 empty] | WR3 |  |  | WARDROBE - PATIENT - 2 COMPARTMENT | [5 empty] | 1
PATIENT ROOM - 3
[5 empty] | BEDS |  |  | IPDF08 |  |  | C6 |  |  | CHAIR - ATTENDANT - WITHOUT ARM RESTS - ON CASTORS | [5 empty] | 3
[11 empty] | CK |  |  | CLOCK - WALL - ANALOGUE | [5 empty] | 1
[11 empty] | F.38.72.93 |  |  | BED 3 SECTION ELECTRIC - FIXED HEIGHT - ON CASTORS | [5 empty] | 3
[11 empty] | F.40.75.99 |  |  | BED SIDE TABLE | [5 empty] | 3
[11 empty] | F.43.66.82 |  |  | OVERBED TABLE | [5 empty] | 3
[11 empty] | PB |  |  | BIN - PEDAL - STAINLESS STEEL | [5 empty] | 3
[11 empty] | TV |  |  | TV 40" - LED - WALL MOUNTED - WITH SUPPORT | [5 empty] | 1
[11 empty] | WR1 |  |  | WARDROBE - PATIENT - 4 COMPARTMENT | [5 empty] | 1
[8 empty] | IPDF11 |  |  | C6 |  |  | CHAIR - ATTENDANT - WITHOUT ARM RESTS - ON CASTORS | [5 empty] | 3
[11 empty] | CK |  |  | CLOCK - WALL - ANALOGUE | [5 empty] | 1
[11 empty] | F.38.72.93 |  |  | BED 3 SECTION ELECTRIC - FIXED HEIGHT - ON CASTORS | [5 empty] | 3
[11 empty] | F.40.75.99 |  |  | BED SIDE TABLE | [5 empty] | 3
[11 empty] | F.43.66.82 |  |  | OVERBED TABLE | [5 empty] | 3
[11 empty] | PB |  |  | BIN - PEDAL - STAINLESS STEEL | [5 empty] | 3
[11 empty] | TV |  |  | TV 40" - LED - WALL MOUNTED - WITH SUPPORT | [5 empty] | 1
[11 empty] | WR1 |  |  | WARDROBE - PATIENT - 4 COMPARTMENT | [5 empty] | 1
[8 empty] | IPDF12 |  |  | C6 |  |  | CHAIR - ATTENDANT - WITHOUT ARM RESTS - ON CASTORS | [5 empty] | 3
[11 empty] | CK |  |  | CLOCK - WALL - ANALOGUE | [5 empty] | 1
[11 empty] | F.38.72.93 |  |  | BED 3 SECTION ELECTRIC - FIXED HEIGHT - ON CASTORS | [5 empty] | 3
[11 empty] | F.40.75.99 |  |  | BED SIDE TABLE | [5 empty] | 3
[11 empty] | F.43.66.82 |  |  | OVERBED TABLE | [5 empty] | 3
[11 empty] | PB |  |  | BIN - PEDAL - STAINLESS STEEL | [5 empty] | 3
[11 empty] | TV |  |  | TV 40" - LED - WALL MOUNTED - WITH SUPPORT | [5 empty] | 1
[11 empty] | WR1 |  |  | WARDROBE - PATIENT - 4 COMPARTMENT | [5 empty] | 1
[8 empty] | IPDF15 |  |  | C6 |  |  | CHAIR - ATTENDANT - WITHOUT ARM RESTS - ON CASTORS | [5 empty] | 3
[11 empty] | CK |  |  | CLOCK - WALL - ANALOGUE | [5 empty] | 1
[11 empty] | F.38.72.93 |  |  | BED 3 SECTION ELECTRIC - FIXED HEIGHT - ON CASTORS | [5 empty] | 3
[11 empty] | F.40.75.99 |  |  | BED SIDE TABLE | [5 empty] | 3
[11 empty] | F.43.66.82 |  |  | OVERBED TABLE | [5 empty] | 3
[11 empty] | PB |  |  | BIN - PEDAL - STAINLESS STEEL | [5 empty] | 3
[11 empty] | TV |  |  | TV 40" - LED - WALL MOUNTED - WITH SUPPORT | [5 empty] | 1
[11 empty] | WR1 |  |  | WARDROBE - PATIENT - 4 COMPARTMENT | [5 empty] | 1
[8 empty] | IPDF44 |  |  | C6 |  |  | CHAIR - ATTENDANT - WITHOUT ARM RESTS - ON CASTORS | [5 empty] | 3
[11 empty] | CK |  |  | CLOCK - WALL - ANALOGUE | [5 empty] | 1
[11 empty] | F.38.72.93 |  |  | BED 3 SECTION ELECTRIC - FIXED HEIGHT - ON CASTORS | [5 empty] | 3
[11 empty] | F.40.75.99 |  |  | BED SIDE TABLE | [5 empty] | 3
[11 empty] | F.43.66.82 |  |  | OVERBED TABLE | [5 empty] | 3
[11 empty] | PB |  |  | BIN - PEDAL - STAINLESS STEEL | [5 empty] | 3
[11 empty] | TV |  |  | TV 40" - LED - WALL MOUNTED - WITH SUPPORT | [5 empty] | 1
[11 empty] | WR1 |  |  | WARDROBE - PATIENT - 4 COMPARTMENT | [5 empty] | 1
[8 empty] | IPDF47 |  |  | C6 |  |  | CHAIR - ATTENDANT - WITHOUT ARM RESTS - ON CASTORS | [5 empty] | 3
[11 empty] | CK |  |  | CLOCK - WALL - ANALOGUE | [5 empty] | 1
[11 empty] | F.38.72.93 |  |  | BED 3 SECTION ELECTRIC - FIXED HEIGHT - ON CASTORS | [5 empty] | 3
[11 empty] | F.40.75.99 |  |  | BED SIDE TABLE | [5 empty] | 3
[11 empty] | F.43.66.82 |  |  | OVERBED TABLE | [5 empty] | 3
[11 empty] | PB |  |  | BIN - PEDAL - STAINLESS STEEL | [5 empty] | 3
[11 empty] | TV |  |  | TV 40" - LED - WALL MOUNTED - WITH SUPPORT | [5 empty] | 1
[11 empty] | WR1 |  |  | WARDROBE - PATIENT - 4 COMPARTMENT | [5 empty] | 1
[8 empty] | IPDF48 |  |  | C6 |  |  | CHAIR - ATTENDANT - WITHOUT ARM RESTS - ON CASTORS | [5 empty] | 3
[11 empty] | CK |  |  | CLOCK - WALL - ANALOGUE | [5 empty] | 1
[11 empty] | F.38.72.93 |  |  | BED 3 SECTION ELECTRIC - FIXED HEIGHT - ON CASTORS | [5 empty] | 3
[11 empty] | F.40.75.99 |  |  | BED SIDE TABLE | [5 empty] | 3
[11 empty] | F.43.66.82 |  |  | OVERBED TABLE | [5 empty] | 3
[11 empty] | PB |  |  | BIN - PEDAL - STAINLESS STEEL | [5 empty] | 3
[11 empty] | TV |  |  | TV 40" - LED - WALL MOUNTED - WITH SUPPORT | [5 empty] | 1
[11 empty] | WR1 |  |  | WARDROBE - PATIENT - 4 COMPARTMENT | [5 empty] | 1
[8 empty] | IPDF51 |  |  | C6 |  |  | CHAIR - ATTENDANT - WITHOUT ARM RESTS - ON CASTORS | [5 empty] | 3
[11 empty] | CK |  |  | CLOCK - WALL - ANALOGUE | [5 empty] | 1
[11 empty] | F.38.72.93 |  |  | BED 3 SECTION ELECTRIC - FIXED HEIGHT - ON CASTORS | [5 empty] | 3
[11 empty] | F.40.75.99 |  |  | BED SIDE TABLE | [5 empty] | 3
[11 empty] | F.43.66.82 |  |  | OVERBED TABLE | [5 empty] | 3
[11 empty] | PB |  |  | BIN - PEDAL - STAINLESS STEEL | [5 empty] | 3
[11 empty] | TV |  |  | TV 40" - LED - WALL MOUNTED - WITH SUPPORT | [5 empty] | 1
[11 empty] | WR1 |  |  | WARDROBE - PATIENT - 4 COMPARTMENT | [5 empty] | 1
[8 empty] | IPDF52 |  |  | C6 |  |  | CHAIR - ATTENDANT - WITHOUT ARM RESTS - ON CASTORS | [5 empty] | 3
[11 empty] | CK |  |  | CLOCK - WALL - ANALOGUE | [5 empty] | 1
[11 empty] | F.38.72.93 |  |  | BED 3 SECTION ELECTRIC - FIXED HEIGHT - ON CASTORS | [5 empty] | 3
[11 empty] | F.40.75.99 |  |  | BED SIDE TABLE | [5 empty] | 3
[11 empty] | F.43.66.82 |  |  | OVERBED TABLE | [5 empty] | 3
[11 empty] | PB |  |  | BIN - PEDAL - STAINLESS STEEL | [5 empty] | 3
[11 empty] | TV |  |  | TV 40" - LED - WALL MOUNTED - WITH SUPPORT | [5 empty] | 1
[11 empty] | WR1 |  |  | WARDROBE - PATIENT - 4 COMPARTMENT | [5 empty] | 1
[8 empty] | IPDF55 |  |  | C6 |  |  | CHAIR - ATTENDANT - WITHOUT ARM RESTS - ON CASTORS | [5 empty] | 3
[11 empty] | CK |  |  | CLOCK - WALL - ANALOGUE | [5 empty] | 1
[11 empty] | F.38.72.93 |  |  | BED 3 SECTION ELECTRIC - FIXED HEIGHT - ON CASTORS | [5 empty] | 3
[11 empty] | F.40.75.99 |  |  | BED SIDE TABLE | [5 empty] | 3
[11 empty] | F.43.66.82 |  |  | OVERBED TABLE | [5 empty] | 3
[11 empty] | PB |  |  | BIN - PEDAL - STAINLESS STEEL | [5 empty] | 3
[11 empty] | TV |  |  | TV 40" - LED - WALL MOUNTED - WITH SUPPORT | [5 empty] | 1
[11 empty] | WR1 |  |  | WARDROBE - PATIENT - 4 COMPARTMENT | [5 empty] | 1
[8 empty] | IPDF56 |  |  | C6 |  |  | CHAIR - ATTENDANT - WITHOUT ARM RESTS - ON CASTORS | [5 empty] | 3
[11 empty] | CK |  |  | CLOCK - WALL - ANALOGUE | [5 empty] | 1
[11 empty] | F.38.72.93 |  |  | BED 3 SECTION ELECTRIC - FIXED HEIGHT - ON CASTORS | [5 empty] | 3
[11 empty] | F.40.75.99 |  |  | BED SIDE TABLE | [5 empty] | 3
ROOM TO ROOM BOOK Page 11 of 39
EDO STATE GOVERNMENT | [11 empty] | MAIN BUILDING STELLA OBASANJO HOSPITAL
MINISTRY OF HEALTH
Department |  |  |  |  | Room Description |  | Room No |  |  | Item Code |  |  |  | Item Description | [5 empty] | Sum of Qty
INTERNAL WARDS |  |  |  |  | PATIENT ROOM - 3 |  | IPDF56 |  |  | F.43.66.82 |  |  |  | OVERBED TABLE | [5 empty] | 3
[10 empty] | PB |  |  |  | BIN - PEDAL - STAINLESS STEEL | [5 empty] | 3
[10 empty] | TV |  |  |  | TV 40" - LED - WALL MOUNTED - WITH SUPPORT | [5 empty] | 1
[10 empty] | WR1 |  |  |  | WARDROBE - PATIENT - 4 COMPARTMENT | [5 empty] | 1
[7 empty] | IPDF59 |  |  | C6 |  |  |  | CHAIR - ATTENDANT - WITHOUT ARM RESTS - ON CASTORS | [5 empty] | 3
[10 empty] | CK |  |  |  | CLOCK - WALL - ANALOGUE | [5 empty] | 1
[10 empty] | F.38.72.93 |  |  |  | BED 3 SECTION ELECTRIC - FIXED HEIGHT - ON CASTORS | [5 empty] | 3
[10 empty] | F.40.75.99 |  |  |  | BED SIDE TABLE | [5 empty] | 3
[10 empty] | F.43.66.82 |  |  |  | OVERBED TABLE | [5 empty] | 3
[10 empty] | PB |  |  |  | BIN - PEDAL - STAINLESS STEEL | [5 empty] | 3
[10 empty] | TV |  |  |  | TV 40" - LED - WALL MOUNTED - WITH SUPPORT | [5 empty] | 1
[10 empty] | WR1 |  |  |  | WARDROBE - PATIENT - 4 COMPARTMENT | [5 empty] | 1
[5 empty] | STAFF LOUNGE |  | IPDF04 |  |  | APP.000 |  |  |  | KETTLE | [5 empty] | 1
[10 empty] | APP.001 |  |  |  | WATER DISPENSER | [5 empty] | 1
[10 empty] | APP.005 |  |  |  | FRIDGE - SMALL | [5 empty] | 1
[10 empty] | APP.012 |  |  |  | MICROWAVE SMALL | [5 empty] | 1
[10 empty] | PB |  |  |  | BIN - PEDAL - STAINLESS STEEL | [5 empty] | 1
[10 empty] | SF1 |  |  |  | SOFA - SINGLE SEAT | [5 empty] | 2
[10 empty] | SF2 |  |  |  | SOFA - DOUBLE SEAT | [5 empty] | 1
[10 empty] | T5 |  |  |  | TABLE - COFFEE - SIDE - 450X450 | [5 empty] | 2
[10 empty] | TV |  |  |  | TV 40" - LED - WALL MOUNTED - WITH SUPPORT | [5 empty] | 1
[5 empty] | STORE |  | IPDF26 |  |  | SH4 |  |  |  | 4 STORAGE SHELVES - STAINLESS STEEL - 110X60x180 | [5 empty] | 6
[7 empty] | IPDF29 |  |  | SH4 |  |  |  | 4 STORAGE SHELVES - STAINLESS STEEL - 110X60x180 | [5 empty] | 3
ROOM TO ROOM BOOK Page 12 of 39
EDO STATE GOVERNMENT | [11 empty] | MAIN BUILDING STELLA OBASANJO HOSPITAL
MINISTRY OF HEALTH
Department Room Description Room No Item Code Item Description Sum of Qty
IVF | ANDROLOGY LAB | [6 empty] | IPDG160 |  |  | L.161.54.152 |  |  |  | STOOL | [12 empty] | 2
[11 empty] | L.161.54.157 |  |  |  | TROLLEY - LABORATORY | [12 empty] | 1
[11 empty] | L.161.54.162 |  |  |  | WASTE CAN - BIO-HAZARDOUS | [12 empty] | 1
[11 empty] | L.161.54.173 |  |  |  | CENTRIFUGE - TABLETOP | [12 empty] | 1
[11 empty] | L.161.54.174 |  |  |  | DRY BATH - INCUBATORS | [12 empty] | 1
[11 empty] | L.161.54.175 |  |  |  | ANALYZER - SPERM COUNTING - ELECTRONIC | [12 empty] | 1
[11 empty] | L.161.54.176 |  |  |  | MICROSCOPE - LABORATORY | [12 empty] | 1
[11 empty] | L.161.54.177 |  |  |  | MICROSCOPE - STEREODISSECTING WITH HEATING EQUIPMENT | [12 empty] | 1
[11 empty] | L.161.54.178 |  |  |  | CONTAINERS - LIQUID NITROGEN | [12 empty] | 3
[11 empty] | L.161.54.179 |  |  |  | WORKSTATION - IVF | [12 empty] | 1
[11 empty] | L.161.54.180 |  |  |  | TABLE - ANTI-VIBRATION | [12 empty] | 1
[11 empty] | L.161.54.181 |  |  |  | WARMER - SLIDE | [12 empty] | 1
[11 empty] | L.161.54.91 |  |  |  | CENTRIFUGE - BLOOD CELL WASHING | [12 empty] | 1
[11 empty] | LBB |  |  |  | LAB BENCH - STAINLESS STEEL - TO DESIGN | [12 empty] | 1
CLEAN UTILITY /
| STORE | [6 empty] | IPDG167 |  |  | CU.003 |  |  |  | BIN - PEDAL - LARGE | [12 empty] | 1
[11 empty] | SH4 |  |  |  | 4 STORAGE SHELVES - STAINLESS STEEL - 110X60x180 | [12 empty] | 1
CONSULTATION
| ROOM | [6 empty] | IPDG168 |  |  | C1 |  |  |  | CHAIR - DOCTOR - HIGH BACK - WITH ARMS - ON CASTORS | [12 empty] | 1
[11 empty] | C3 |  |  |  | CHAIR - VISITOR - LOW BACK - WITH ARMS | [12 empty] | 2
[11 empty] | CB1 |  |  |  | CUPBOARD - GLASS TOP - LOCKABLE - 200x100x60 | [12 empty] | 1
[11 empty] | CK |  |  |  | CLOCK - WALL - ANALOGUE | [12 empty] | 1
[11 empty] | F.46.27.52 |  |  |  | CLASSIC EXAMINATION COUCH | [12 empty] | 1
[11 empty] | FS |  |  |  | STEP - FOOT | [12 empty] | 1
[11 empty] | K.155.55.03 |  |  |  | ULTRA SLIM LIGHT BOX 41X36 CM | [12 empty] | 1
[11 empty] | K.219.49.81 |  |  |  | EXAMINATION HALOGEN LIGHT - ON CASTORS | [12 empty] | 1
[11 empty] | M.35.51.53 |  |  |  | DIGITAL SCALE ADULT/PEDIATRIC | [12 empty] | 1
[11 empty] | M.44.57.64 |  |  |  | DIAGNOSTIC STATION - WALL MOUNTED - OPHTHALMOSCOPE - OTOSCOPE - NIBP - THERMOMETER | [12 empty] | 1
[11 empty] | PB |  |  |  | BIN - PEDAL - STAINLESS STEEL | [12 empty] | 1
[11 empty] | PCD |  |  |  | PC DESKTOP 15" MONITOR ALL IN ONE WITH UPS 500 VA | [12 empty] | 1
[11 empty] | R.169.21.40 |  |  |  | ULTRASOUND UNIT - OB/GYN 3 PROBE WITH ENDOCAVITY AND BIOPSY SET | [12 empty] | 1
[11 empty] | STL |  |  |  | STOOL - DOCTOR LOW | [12 empty] | 1
[11 empty] | T3 |  |  |  | TABLE - 5 FT - WITH DRAWER | [12 empty] | 1
CRYOPRESERVATI
ON IPDG165 L.161.54.190 TANK - LIQUID NITROGEN - 230L 3
[11 empty] | N.86.07.01 |  |  |  | GAS CYLINDER TROLLEY - OXYGEN/N2O | [12 empty] | 1
[11 empty] | N.86.07.02 |  |  |  | CYLINDER RACKS | [12 empty] | 1
DIRTY UTILITY | [7 empty] | IPDG166 |  |  | CU.003 |  |  |  | BIN - PEDAL - LARGE | [12 empty] | 1
[11 empty] | DU.007 |  |  |  | SLOP HOPPER | [12 empty] | 1
[11 empty] | S.99.18.37 |  |  |  | TROLLEY - SOILED LINEN - EPOXY COATED - WITH COVER | [12 empty] | 1
[11 empty] | SH4 |  |  |  | 4 STORAGE SHELVES - STAINLESS STEEL - 110X60x180 | [12 empty] | 1
INSEMINATION
ROOM | [7 empty] | IPDG157 |  |  | F.116.58.09 |  |  |  | TROLLEY - PATIENT TRANSPORT - ABS FRAME - PADDED - TR AND RTR - HYDRAULIC | [12 empty] | 1
[11 empty] | F.131.16.18 |  |  |  | DRESSING TROLLEY - STANDARD | [12 empty] | 1
[11 empty] | F.84.73.38 |  |  |  | POLE - IV ON CASTORS 4 HOOK STAINLESS STEEL | [12 empty] | 1
[11 empty] | FGA |  |  |  | FLOWMETER - GAS - AIR | [12 empty] | 1
[11 empty] | FGO |  |  |  | FLOWMETER - GAS - OXYGEN | [12 empty] | 1
[11 empty] | K.219.49.83 |  |  |  | EXAMINATION LED LIGHT - WALL MOUNTED | [12 empty] | 1
[11 empty] | L.161.54.144 |  |  |  | SHARPS CONTAINER 4 L | [12 empty] | 1
[11 empty] | L.161.54.162 |  |  |  | WASTE CAN - BIO-HAZARDOUS | [12 empty] | 1
[11 empty] | M.174.73.39 |  |  |  | CART - EQUIPMENT | [12 empty] | 1
[11 empty] | M.44.57.64 |  |  |  | DIAGNOSTIC STATION - WALL MOUNTED - OPHTHALMOSCOPE - OTOSCOPE - NIBP - THERMOMETER | [12 empty] | 1
[11 empty] | M.85.97.84 |  |  |  | REGULATOR - SUCTION | [12 empty] | 1
[11 empty] | PB |  |  |  | BIN - PEDAL - STAINLESS STEEL | [12 empty] | 1
[11 empty] | R.170.24.46 |  |  |  | ULTRASOUND UNIT - PORTABLE - SINGLE PROBE | [12 empty] | 1
[11 empty] | STB |  |  |  | STOOL - ADJUSTABLE - WITH BACK SUPPORT | [12 empty] | 1
IVF LAB | [7 empty] | IPDG155 |  |  | L.112.57.64 |  |  |  | VORTEX MIXER | [12 empty] | 1
[11 empty] | L.161.54.124 |  |  |  | MICROSCOPE - FLUORESCENT | [12 empty] | 1
[11 empty] | L.161.54.135 |  |  |  | REFRIGERATOR - LABORATORY | [12 empty] | 1
[11 empty] | L.161.54.152 |  |  |  | STOOL | [12 empty] | 4
[11 empty] | L.161.54.162 |  |  |  | WASTE CAN - BIO-HAZARDOUS | [12 empty] | 1
[11 empty] | L.161.54.173 |  |  |  | CENTRIFUGE - TABLETOP | [12 empty] | 1
[11 empty] | L.161.54.174 |  |  |  | DRY BATH - INCUBATORS | [12 empty] | 1
[11 empty] | L.161.54.176 |  |  |  | MICROSCOPE - LABORATORY | [12 empty] | 1
[11 empty] | L.161.54.179 |  |  |  | WORKSTATION - IVF | [12 empty] | 1
[11 empty] | L.161.54.180 |  |  |  | TABLE - ANTI-VIBRATION | [12 empty] | 1
[11 empty] | L.161.54.181 |  |  |  | WARMER - SLIDE | [12 empty] | 1
[11 empty] | L.161.54.182 |  |  |  | MICRO-CENTRIFUGE - REFRIGERATED - TABLETOP | [12 empty] | 1
[11 empty] | L.161.54.183 |  |  |  | INCUBATOR - CO2 - WATER JACKETED | [12 empty] | 2
[11 empty] | L.161.54.184 |  |  |  | BATH - WATER | [12 empty] | 1
[11 empty] | L.161.54.185 |  |  |  | WORKSTATION - EMBRYO MONITORING - CHAMBER | [12 empty] | 1
[11 empty] | L.161.54.186 |  |  |  | KARYOTYPING / FISH - AUTOMATED - COMPLETE SYSTEM | [12 empty] | 1
[11 empty] | L.161.54.187 |  |  |  | LIQUID NITROGEN FREEZER - CONTROLLED RATE - COMPUTERIZED | [12 empty] | 1
[11 empty] | L.161.54.188 |  |  |  | MICROSCOPE - INVERTED - FOR ICSI APPLICATION | [12 empty] | 1
[11 empty] | L.161.54.189 |  |  |  | CELL HARVESTOR | [12 empty] | 1
[11 empty] | LBB |  |  |  | LAB BENCH - STAINLESS STEEL - TO DESIGN | [12 empty] | 1
[11 empty] | PB |  |  |  | BIN - PEDAL - STAINLESS STEEL | [12 empty] | 1
IVF RECEPTION
AND WAITING | [7 empty] | IPDG174 |  |  | C2 |  |  |  | CHAIR - STAFF - LOW BACK - WITH ARMS - ON CASTORS | [12 empty] | 2
[11 empty] | CH3 |  |  |  | CHAIR - 3 SEATER - WAITING - METAL - PADDED SEAT & BACK | [12 empty] | 2
[11 empty] | CK |  |  |  | CLOCK - WALL - ANALOGUE | [12 empty] | 1
[11 empty] | FC |  |  |  | CABINET - FILING - 4 DRAW - METAL - LOCKABLE | [12 empty] | 1
[11 empty] | PB |  |  |  | BIN - PEDAL - STAINLESS STEEL | [12 empty] | 1
[11 empty] | PCD |  |  |  | PC DESKTOP 15" MONITOR ALL IN ONE WITH UPS 500 VA | [12 empty] | 2
[11 empty] | PRTS |  |  |  | PRINTER NETWORK BASED LASER B/W | [12 empty] | 1
[11 empty] | RC1 |  |  |  | COUNTER - RECEPTION - TO DESIGN | [12 empty] | 1
OR / EGG
COLLECTION | [7 empty] | IPDG156 |  |  | A.109.42.80 |  |  |  | RESUSCITATION UNIT (AMBU) ADULT/PEDIATRIC SET COMPLETE | [12 empty] | 1
[11 empty] | A.50.51.53 |  |  |  | ANAESTHESIA PENDANT MECH WITH MONITOR SHELF AND POWER OUTLET | [12 empty] | 1
[11 empty] | A.51.54.59 |  |  |  | ANAESTHESIA WORKSTATION- 2 VAPORIZER/DIGITAL/RESP+PATIENT MONITOR/VENTILATOR/GAS SCAVENGING | [12 empty] | 1
[11 empty] | CK |  |  |  | CLOCK - WALL - ANALOGUE | [12 empty] | 1
[11 empty] | F.109.55.03 |  |  |  | TROLLEY - PATIENT TRANSPORT - STAINLESS STEEL FRAME - WASHABLE PADDING | [12 empty] | 1
[11 empty] | F.128.58.54 |  |  |  | BOWL STAND STAINLESS STEEL DOUBLE BOWL | [12 empty] | 1
[11 empty] | F.129.10.06 |  |  |  | BUCKET - KICK ABOUT ON CASTORS STAINLESS STEEL | [12 empty] | 1
[11 empty] | F.130.13.12 |  |  |  | CABINET - OT - STAINLESS STEEL - INSTRUMENT AND CONSUMABLES STORAGE | [12 empty] | 1
[11 empty] | F.131.67.71 |  |  |  | TABLE - INSTRUMENTS - STAINLESS STEEL - 2 SHELVES - ON CASTORS | [12 empty] | 1
[11 empty] | F.132.19.23 |  |  |  | CART - ANAESTHESIA - ABS - 5 DRAWER | [12 empty] | 1
[11 empty] | F.132.19.24 |  |  |  | TABLE - MAYO - STAINLESS STEEL | [12 empty] | 1
[11 empty] | F.73.60.70 |  |  |  | TABLE - OPERATING - MINOR SURGERY - HYDRAULIC | [12 empty] | 1
[11 empty] | F.84.73.38 |  |  |  | POLE - IV ON CASTORS 4 HOOK STAINLESS STEEL | [12 empty] | 1
[11 empty] | FGA |  |  |  | FLOWMETER - GAS - AIR | [12 empty] | 1
[11 empty] | FGO |  |  |  | FLOWMETER - GAS - OXYGEN | [12 empty] | 1
[11 empty] | K.108.57.64 |  |  |  | CEILING LIGHT - SURGICAL - LED - 100K LUX - SINGLE ARM | [12 empty] | 1
[11 empty] | L.161.54.144 |  |  |  | SHARPS CONTAINER 4 L | [12 empty] | 1
[11 empty] | L.161.54.152 |  |  |  | STOOL | [12 empty] | 1
[11 empty] | L.161.54.162 |  |  |  | WASTE CAN - BIO-HAZARDOUS | [12 empty] | 1
[11 empty] | M.107.31.46 |  |  |  | PUMP - SUCTION ON TROLLEY TWIN CONTAINER 3L ELECTRIC | [12 empty] | 1
ROOM TO ROOM BOOK Page 13 of 39
EDO STATE GOVERNMENT | [11 empty] | MAIN BUILDING STELLA OBASANJO HOSPITAL
MINISTRY OF HEALTH
Department |  |  | Room Description |  |  |  | Room No |  |  |  | Item Code |  |  | Item Description | [8 empty] | Sum of Qty
IVF |  |  | OR / EGG |  |  |  | IPDG156 |  |  |  | M.122.12.68 |  |  | ELECTROSURGICAL UNIT 400 WATTS - DOUBLE SURGEON - VESSEL SEALING | [8 empty] | 1
[11 empty] | M.143.21.40 |  |  | MONITOR - PATIENT - OPERATING THEATER - ANA GASES/FULL PARAMETER | [8 empty] | 1
[11 empty] | M.167.25.35 |  |  | TRANSPORT & EMERGENCY MONITOR | [8 empty] | 1
[11 empty] | M.176.27.96 |  |  | DEFIBRILLATOR - MONITORED WITH PACER | [8 empty] | 1
[11 empty] | M.208.16.18 |  |  | FLUID WARMER | [8 empty] | 1
[11 empty] | M.88.51.53 |  |  | AUTO SYRINGE PUMP | [8 empty] | 2
[11 empty] | M.89.51.53 |  |  | INFUSION PUMP VOLUMETRIC | [8 empty] | 1
[11 empty] | N.86.07.01 |  |  | GAS CYLINDER TROLLEY - OXYGEN/N2O | [8 empty] | 1
[11 empty] | PB |  |  | BIN - PEDAL - STAINLESS STEEL | [8 empty] | 1
[11 empty] | R.170.24.46 |  |  | ULTRASOUND UNIT - PORTABLE - SINGLE PROBE | [8 empty] | 1
[11 empty] | S.99.18.37 |  |  | TROLLEY - SOILED LINEN - EPOXY COATED - WITH COVER | [8 empty] | 1
[11 empty] | STB |  |  | STOOL - ADJUSTABLE - WITH BACK SUPPORT | [8 empty] | 1
|  |  | SCRUBBING |  |  |  | IPDG164 |  |  |  | M.150.88.22 |  |  | SCRUB STATION-DOUBLE WIDTH-SENSOR OPERATED-SOAP DISPENSER | [8 empty] | 1
SEMEN
|  |  | COLLECTION |  |  |  | IPDG161 |  |  |  | PB |  |  | BIN - PEDAL - STAINLESS STEEL | [8 empty] | 1
[11 empty] | SF2 |  |  | SOFA - DOUBLE SEAT | [8 empty] | 1
[11 empty] | T5 |  |  | TABLE - COFFEE - SIDE - 450X450 | [8 empty] | 1
[11 empty] | TV |  |  | TV 40" - LED - WALL MOUNTED - WITH SUPPORT | [8 empty] | 1
|  |  | STAFF CHANGE |  |  |  | IPDG163 |  |  |  | LK |  |  | LOCKER - 40CMX60CMX180CM - 2 DOORS - METAL | [8 empty] | 3
|  |  | STAFF LOUNGE |  |  |  | IPDG172 |  |  |  | APP.000 |  |  | KETTLE | [8 empty] | 1
[11 empty] | APP.001 |  |  | WATER DISPENSER | [8 empty] | 1
[11 empty] | APP.005 |  |  | FRIDGE - SMALL | [8 empty] | 1
[11 empty] | APP.012 |  |  | MICROWAVE SMALL | [8 empty] | 1
[11 empty] | PB |  |  | BIN - PEDAL - STAINLESS STEEL | [8 empty] | 1
[11 empty] | SF1 |  |  | SOFA - SINGLE SEAT | [8 empty] | 1
[11 empty] | SF2 |  |  | SOFA - DOUBLE SEAT | [8 empty] | 1
[11 empty] | T5 |  |  | TABLE - COFFEE - SIDE - 450X450 | [8 empty] | 2
[11 empty] | TV |  |  | TV 40" - LED - WALL MOUNTED - WITH SUPPORT | [8 empty] | 1
ROOM TO ROOM BOOK Page 14 of 39
EDO STATE GOVERNMENT | [11 empty] | MAIN BUILDING STELLA OBASANJO HOSPITAL
MINISTRY OF HEALTH
Department Room Description Room No Item Code Item Description | [18 empty] | Sum of Qty
GENERAL
LABORATORY |  |  |  | LABORATORY |  |  | IPDG13 |  |  |  | L.101.03.06 |  |  |  | ANALYZER - BLOOD GAS WITH ELECTROLYTES STAT FOR ICU |  |  |  | 1
[11 empty] | L.110.51.53 |  |  |  | MICROPIPETTE (A)- Manual- SET 4 Sizes |  |  |  | 2
[11 empty] | L.110.54.12 |  |  |  | DEIONIZER |  |  |  | 1
[11 empty] | L.112.57.64 |  |  |  | VORTEX MIXER |  |  |  | 2
[11 empty] | L.161.54.100 |  |  |  | DIGITAL COUNTER FOR BLOOD CELL DIFFERENTIAL |  |  |  | 1
[11 empty] | L.161.54.101 |  |  |  | CYTOCENTRIFUGE |  |  |  | 2
[11 empty] | L.161.54.103 |  |  |  | DILUTER / DISPENSER - MANUAL (SET OF 2) |  |  |  | 2
[11 empty] | L.161.54.105 |  |  |  | DISTILLING APPARATUS - 8 L/H |  |  |  | 1
[11 empty] | L.161.54.106 |  |  |  | DRYING CABINET - LABORATORY GLASSWARE |  |  |  | 1
[11 empty] | L.161.54.107 |  |  |  | ELECTROPHORESIS UNIT - WITH DENSITOMETER |  |  |  | 1
[11 empty] | L.161.54.108 |  |  |  | EMBEDDING ACCESSORIES - TISSUE - SET |  |  |  | 1
[11 empty] | L.161.54.109 |  |  |  | EMBEDDING CENTER - TISSUE |  |  |  | 1
[11 empty] | L.161.54.110 |  |  |  | EMERGENCY SHOWER AND EYE WASH |  |  |  | 1
[11 empty] | L.161.54.111 |  |  |  | EXTRACTOR - BLOOD COMPONENTS |  |  |  | 1
[11 empty] | L.161.54.112 |  |  |  | FREEZER 100 L |  |  |  | 1
[11 empty] | L.161.54.113 |  |  |  | FREEZER - BLOOD PLASMA |  |  |  | 1
[11 empty] | L.161.54.114 |  |  |  | FUME HOOD |  |  |  | 1
[11 empty] | L.161.54.115 |  |  |  | HOOK CLOTHES - METAL - 3 HOOKS |  |  |  | 6
[11 empty] | L.161.54.116 |  |  |  | INCINERATOR SMALL |  |  |  | 1
[11 empty] | L.161.54.117 |  |  |  | JAR - ANAEROBIC |  |  |  | 2
[11 empty] | L.161.54.118 |  |  |  | LABELLING MACHINE |  |  |  | 1
[11 empty] | L.161.54.120 |  |  |  | MANUAL SLIDE STAINING SET |  |  |  | 1
[11 empty] | L.161.54.121 |  |  |  | HAEMOGLOBIN METER - MICRO-CUVETTE |  |  |  | 1
[11 empty] | L.161.54.122 |  |  |  | MICROSCOPE - Trinocular with Camera |  |  |  | 1
[11 empty] | L.161.54.123 |  |  |  | MICROSCOPE - BINOCULAR - LED |  |  |  | 3
[11 empty] | L.161.54.124 |  |  |  | MICROSCOPE - FLUORESCENT |  |  |  | 1
[11 empty] | L.161.54.125 |  |  |  | MICROTOME |  |  |  | 1
[11 empty] | L.161.54.127 |  |  |  | ORGANIZER - SLIDES |  |  |  | 1
[11 empty] | L.161.54.128 |  |  |  | OVEN - UNIVERSAL |  |  |  | 1
[11 empty] | L.161.54.129 |  |  |  | Real Tme PCR |  |  |  | 1
[11 empty] | L.161.54.130 |  |  |  | PCR THERMOCYCLER |  |  |  | 1
[11 empty] | L.161.54.131 |  |  |  | PIPETTE (B) - MANUAL - SET 4 SIZES |  |  |  | 3
[11 empty] | L.161.54.132 |  |  |  | PLATE - BLOOD TYPING/GROUPING |  |  |  | 1
[11 empty] | L.161.54.133 |  |  |  | PLATELET AGGREGATION ANALYZER |  |  |  | 1
[11 empty] | L.161.54.134 |  |  |  | REFRIGERATOR 500 L |  |  |  | 3
[11 empty] | L.161.54.135 |  |  |  | REFRIGERATOR - LABORATORY |  |  |  | 1
[11 empty] | L.161.54.136 |  |  |  | REFRIGERATOR/FREEZER - LABORATORY |  |  |  | 2
[11 empty] | L.161.54.138 |  |  |  | ROLLER/MIXER - TEST TUBES |  |  |  | 1
[11 empty] | L.161.54.139 |  |  |  | ESR MANUAL ‐WESTERGREN |  |  |  | 2
[11 empty] | L.161.54.140 |  |  |  | SET - BLOOD BAG MIXING/EXTRACTING/SEALING/SCALING |  |  |  | 1
[11 empty] | L.161.54.141 |  |  |  | SET - GLASSWARE - LABORATORY |  |  |  | 2
[11 empty] | L.161.54.142 |  |  |  | SET - RACKS - TEST TUBES |  |  |  | 3
[11 empty] | L.161.54.143 |  |  |  | SHAKER - WITH ACCESSORIES |  |  |  | 2
[11 empty] | L.161.54.144 |  |  |  | SHARPS CONTAINER 4 L |  |  |  | 5
[11 empty] | L.161.54.147 |  |  |  | SMALL CENTRIFUGE FOR URINE |  |  |  | 1
[11 empty] | L.161.54.148 |  |  |  | SPECTROPHOTOMETER - UV/VIS SCANNING |  |  |  | 1
[11 empty] | L.161.54.149 |  |  |  | STAINING REAGENTS FOR HAEMATOLOGY SLDES |  |  |  | 1
[11 empty] | L.161.54.150 |  |  |  | STAINING REAGENTS SET- TISSUE SLIDES |  |  |  | 1
[11 empty] | L.161.54.151 |  |  |  | STIRRER - HOTPLATE - ELECTRIC |  |  |  | 1
[11 empty] | L.161.54.152 |  |  |  | STOOL |  |  |  | 17
[11 empty] | L.161.54.153 |  |  |  | HOT PLATE- SMALL |  |  |  | 1
[11 empty] | L.161.54.154 |  |  |  | THAWER - PLASMA |  |  |  | 1
[11 empty] | L.161.54.155 |  |  |  | TIMER - INTERVAL |  |  |  | 5
[11 empty] | L.161.54.156 |  |  |  | TROLLEY - BLOOD COLLECTION |  |  |  | 1
[11 empty] | L.161.54.157 |  |  |  | TROLLEY - LABORATORY |  |  |  | 1
[11 empty] | L.161.54.158 |  |  |  | VIEWER AGGLUTINATION |  |  |  | 1
[7 empty] | IPDG14 |  |  |  | L.161.54.160 |  |  |  | WASHER/DISINFECTOR - GLASSWARE - LABORATORY - MEDIUM |  |  |  | 1
[11 empty] | L.161.54.161 |  |  |  | WASTE CAN - 20-31 GALLONS |  |  |  | 5
[11 empty] | L.161.54.162 |  |  |  | WASTE CAN - BIO-HAZARDOUS |  |  |  | 5
[11 empty] | L.161.54.165 |  |  |  | WELDER - STERILE TUBING |  |  |  | 1
[11 empty] | L.161.54.166 |  |  |  | INCUBATOR - 80 L |  |  |  | 1
[11 empty] | L.161.54.167 |  |  |  | INCUBATOR - GENERAL PURPOSE - 100 L |  |  |  | 1
[11 empty] | L.161.54.60 |  |  |  | AGITATOR - PLATELET - WITH INCUBATOR |  |  |  | 1
[11 empty] | L.161.54.61 |  |  |  | ANALYSER LAB BLOOD CULTURE |  |  |  | 1
[11 empty] | L.161.54.62 |  |  |  | ANALYSER LAB - MICROBIOLOGY & SENSIVITY |  |  |  | 1
[11 empty] | L.161.54.63 |  |  |  | ANALYSER - BLOOD GAS - ELECTROLYTE |  |  |  | 2
[11 empty] | L.161.54.64 |  |  |  | ANALYSER - CLINICAL CHEMISTRY - AUTOMATED |  |  |  | 1
[11 empty] | L.161.54.65 |  |  |  | ANALYSER - COAGULATION |  |  |  | 1
[11 empty] | L.161.54.66 |  |  |  | ANALYSER - ELISA - AUTOMATIC |  |  |  | 2
[11 empty] | L.161.54.67 |  |  |  | ANALYSER - HAEMATOLOGY - 22 PARAMETERS - 5-PART DIFF |  |  |  | 1
[7 empty] | IPDG15 |  |  |  | L.161.54.68 |  |  |  | ANALYSER - IMMUNOLOGY - AUTOMATED |  |  |  | 1
[7 empty] | IPDG16 |  |  |  | L.161.54.69 |  |  |  | ANALYSER - SEDIMENTATION ESR |  |  |  | 1
[7 empty] | IPDG17 |  |  |  | L.161.54.70 |  |  |  | ANALYSER - URINE - AUTOMATED |  |  |  | 1
[7 empty] | IPDG18 |  |  |  | L.161.54.71 |  |  |  | ANALYSERS - BLOOD TYPING |  |  |  | 1
[11 empty] | L.161.54.72 |  |  |  | ANALYZER - HAEMATOLGY - 18 PARAMETERS - 3-PART DIFF |  |  |  | 1
[11 empty] | L.161.54.73 |  |  |  | APPARATUS - DISTILLING - WATER - 20 L/H |  |  |  | 1
[11 empty] | L.161.54.74 |  |  |  | AUTOCLAVE - UNIVERSAL |  |  |  | 1
[11 empty] | L.161.54.75 |  |  |  | AUTOMATED TISSUE PROCESSOR |  |  |  | 1
[11 empty] | L.161.54.76 |  |  |  | PCR AUTOMATIC EXTRACTOR |  |  |  | 1
[11 empty] | L.161.54.77 |  |  |  | BALANCE - LAB |  |  |  | 1
[11 empty] | L.161.54.78 |  |  |  | BALANCE - PRECISION |  |  |  | 3
[11 empty] | L.161.54.79 |  |  |  | BATH WATER - SHAKING |  |  |  | 1
[11 empty] | L.161.54.80 |  |  |  | BATH - WATER - PRECISION - 14 L |  |  |  | 2
[11 empty] | L.161.54.81 |  |  |  | BATH - WATER - TISSUE FLOATATION |  |  |  | 1
[11 empty] | L.161.54.82 |  |  |  | BLOOD BANK REFRIGERATOR |  |  |  | 2
[11 empty] | L.161.54.83 |  |  |  | BOX. RHESUS TYPING |  |  |  | 1
[11 empty] | L.161.54.85 |  |  |  | PCR SAFETY CABINET PREPARATION |  |  |  | 1
[11 empty] | L.161.54.88 |  |  |  | SAFETY CABINET - CLASS II Type B2 |  |  |  | 2
[11 empty] | L.161.54.89 |  |  |  | PCR CENTRIFUGE |  |  |  | 1
[11 empty] | L.161.54.90 |  |  |  | CENTRIFUGE - BLOOD BANK |  |  |  | 1
[11 empty] | L.161.54.91 |  |  |  | CENTRIFUGE - BLOOD CELL WASHING |  |  |  | 1
[11 empty] | L.161.54.93 |  |  |  | CENTRIFUGE - GENERAL USE |  |  |  | 1
[11 empty] | L.161.54.94 |  |  |  | CENTRIFUGE - HAEMATOCRIT |  |  |  | 1
[11 empty] | L.161.54.95 |  |  |  | CENTRIFUGE - REFRIGERATED |  |  |  | 1
[11 empty] | L.161.54.98 |  |  |  | COLD PLATE |  |  |  | 1
[7 empty] | IPDG19 |  |  |  | L.161.54.99 |  |  |  | NEUBAUER CELL |  |  |  | 1
[11 empty] | LAB.001.063 |  |  |  | COLD ROOM/FREEZER - WALK-IN TYPE - 2M X 2M |  |  |  | 1
[11 empty] | LAB.001.066 |  |  |  | PATHOLOGY FRIDGE |  |  |  | 1
|  |  |  | LAB RECEPTION |  |  | IPDG06 |  |  |  | C2 |  |  |  | CHAIR - STAFF - LOW BACK - WITH ARMS - ON CASTORS |  |  |  | 2
[11 empty] | CK |  |  |  | CLOCK - WALL - ANALOGUE |  |  |  | 1
[11 empty] | FC |  |  |  | CABINET - FILING - 4 DRAW - METAL - LOCKABLE |  |  |  | 1
[11 empty] | PB |  |  |  | BIN - PEDAL - STAINLESS STEEL |  |  |  | 1
[11 empty] | PCD |  |  |  | PC DESKTOP 15" MONITOR ALL IN ONE WITH UPS 500 VA |  |  |  | 2
[11 empty] | PRTR |  |  |  | PRINTER DESKTOP OFFICEJET A4 |  |  |  | 1
[11 empty] | RC1 |  |  |  | COUNTER - RECEPTION - TO DESIGN |  |  |  | 1
|  |  |  | LAB WAITING |  |  | IPDG05 |  |  |  | CH3 |  |  |  | CHAIR - 3 SEATER - WAITING - METAL - PADDED SEAT & BACK |  |  |  | 12
[11 empty] | PB |  |  |  | BIN - PEDAL - STAINLESS STEEL |  |  |  | 2
ROOM TO ROOM BOOK Page 15 of 39
EDO STATE GOVERNMENT | [11 empty] | MAIN BUILDING STELLA OBASANJO HOSPITAL
MINISTRY OF HEALTH
Department |  |  |  | Room Description |  |  | Room No |  |  | Item Code |  |  |  | Item Description |  |  |  |  | Sum of Qty
LABORATORY |  |  |  | OFFICE |  |  | IPDG09 |  |  | C2 |  |  |  | CHAIR - STAFF - LOW BACK - WITH ARMS - ON CASTORS |  |  |  |  | 1
[10 empty] | C3 |  |  |  | CHAIR - VISITOR - LOW BACK - WITH ARMS |  |  |  |  | 1
[10 empty] | CB1 |  |  |  | CUPBOARD - GLASS TOP - LOCKABLE - 200x100x60 |  |  |  |  | 1
[10 empty] | CK |  |  |  | CLOCK - WALL - ANALOGUE |  |  |  |  | 1
[10 empty] | FC |  |  |  | CABINET - FILING - 4 DRAW - METAL - LOCKABLE |  |  |  |  | 1
[10 empty] | PB |  |  |  | BIN - PEDAL - STAINLESS STEEL |  |  |  |  | 1
[10 empty] | PCD |  |  |  | PC DESKTOP 15" MONITOR ALL IN ONE WITH UPS 500 VA |  |  |  |  | 1
[10 empty] | PRTR |  |  |  | PRINTER DESKTOP OFFICEJET A4 |  |  |  |  | 1
[10 empty] | T3 |  |  |  | TABLE - 5 FT - WITH DRAWER |  |  |  |  | 1
[7 empty] | IPDG10 |  |  | C2 |  |  |  | CHAIR - STAFF - LOW BACK - WITH ARMS - ON CASTORS |  |  |  |  | 1
[10 empty] | C3 |  |  |  | CHAIR - VISITOR - LOW BACK - WITH ARMS |  |  |  |  | 1
[10 empty] | CB1 |  |  |  | CUPBOARD - GLASS TOP - LOCKABLE - 200x100x60 |  |  |  |  | 1
[10 empty] | CK |  |  |  | CLOCK - WALL - ANALOGUE |  |  |  |  | 1
[10 empty] | FC |  |  |  | CABINET - FILING - 4 DRAW - METAL - LOCKABLE |  |  |  |  | 1
[10 empty] | PB |  |  |  | BIN - PEDAL - STAINLESS STEEL |  |  |  |  | 1
[10 empty] | PCD |  |  |  | PC DESKTOP 15" MONITOR ALL IN ONE WITH UPS 500 VA |  |  |  |  | 1
[10 empty] | PRTR |  |  |  | PRINTER DESKTOP OFFICEJET A4 |  |  |  |  | 1
[10 empty] | T3 |  |  |  | TABLE - 5 FT - WITH DRAWER |  |  |  |  | 1
[7 empty] | IPDG20 |  |  | C2 |  |  |  | CHAIR - STAFF - LOW BACK - WITH ARMS - ON CASTORS |  |  |  |  | 1
[10 empty] | C3 |  |  |  | CHAIR - VISITOR - LOW BACK - WITH ARMS |  |  |  |  | 1
[10 empty] | CB1 |  |  |  | CUPBOARD - GLASS TOP - LOCKABLE - 200x100x60 |  |  |  |  | 1
[10 empty] | CK |  |  |  | CLOCK - WALL - ANALOGUE |  |  |  |  | 1
[10 empty] | FC |  |  |  | CABINET - FILING - 4 DRAW - METAL - LOCKABLE |  |  |  |  | 1
[10 empty] | PB |  |  |  | BIN - PEDAL - STAINLESS STEEL |  |  |  |  | 1
[10 empty] | PCD |  |  |  | PC DESKTOP 15" MONITOR ALL IN ONE WITH UPS 500 VA |  |  |  |  | 1
[10 empty] | PRTR |  |  |  | PRINTER DESKTOP OFFICEJET A4 |  |  |  |  | 1
[10 empty] | T3 |  |  |  | TABLE - 5 FT - WITH DRAWER |  |  |  |  | 1
|  |  |  | PHLEBOTOMY |  |  | IPDG21 |  |  | LAB.064 |  |  |  | TROLLEY, BLOOD COLLECTION |  |  |  |  | 1
[10 empty] | MON.006 |  |  |  | PHLEBOTOMY CHAIR |  |  |  |  | 1
[10 empty] | PB |  |  |  | BIN - PEDAL - STAINLESS STEEL |  |  |  |  | 1
[10 empty] | STB |  |  |  | STOOL - ADJUSTABLE - WITH BACK SUPPORT |  |  |  |  | 1
[7 empty] | IPDG22 |  |  | LAB.064 |  |  |  | TROLLEY, BLOOD COLLECTION |  |  |  |  | 1
[10 empty] | MON.006 |  |  |  | PHLEBOTOMY CHAIR |  |  |  |  | 1
[10 empty] | PB |  |  |  | BIN - PEDAL - STAINLESS STEEL |  |  |  |  | 1
[10 empty] | STB |  |  |  | STOOL - ADJUSTABLE - WITH BACK SUPPORT |  |  |  |  | 1
ROOM TO ROOM BOOK Page 16 of 39
EDO STATE GOVERNMENT | [11 empty] | MAIN BUILDING STELLA OBASANJO HOSPITAL
MINISTRY OF HEALTH
Department Room Description Room No Item Code Item Description | [21 empty] | Sum of Qty
ANESTHETIST
LDR |  | OFFICE | [5 empty] | IPDF206h |  |  |  | C2 |  | CHAIR - STAFF - LOW BACK - WITH ARMS - ON CASTORS | [7 empty] | 1
[12 empty] | C3 |  | CHAIR - VISITOR - LOW BACK - WITH ARMS | [7 empty] | 1
[12 empty] | CB1 |  | CUPBOARD - GLASS TOP - LOCKABLE - 200x100x60 | [7 empty] | 1
[12 empty] | CK |  | CLOCK - WALL - ANALOGUE | [7 empty] | 1
[12 empty] | FC |  | CABINET - FILING - 4 DRAW - METAL - LOCKABLE | [7 empty] | 1
[12 empty] | PB |  | BIN - PEDAL - STAINLESS STEEL | [7 empty] | 1
[12 empty] | PCD |  | PC DESKTOP 15" MONITOR ALL IN ONE WITH UPS 500 VA | [7 empty] | 1
[12 empty] | PRTR |  | PRINTER DESKTOP OFFICEJET A4 | [7 empty] | 1
[12 empty] | T3 |  | TABLE - 5 FT - WITH DRAWER | [7 empty] | 1
|  | CHANGING ROOM | [5 empty] | IPDF206a |  |  |  | LK |  | LOCKER - 40CMX60CMX180CM - 2 DOORS - METAL | [7 empty] | 8
|  | CLEAN UTILITY | [5 empty] | IPDF206e |  |  |  | CU.003 |  | BIN - PEDAL - LARGE | [7 empty] | 1
[12 empty] | SH4 |  | 4 STORAGE SHELVES - STAINLESS STEEL - 110X60x180 | [7 empty] | 2
|  | CS THEATER | [5 empty] | IPDF207 |  |  |  | A.107.15.29 |  | RESUSCITATION STATION/BABY WARMER | [7 empty] | 1
[12 empty] | A.50.51.53 |  | ANAESTHESIA PENDANT MECH WITH MONITOR SHELF AND POWER OUTLET | [7 empty] | 1
[12 empty] | A.51.03.06 |  | ANAESTHESIA UNIT - 2 VAPORIZER/VENTILATOR/RESP MONITOR | [7 empty] | 1
[12 empty] | CK |  | CLOCK - WALL - ANALOGUE | [7 empty] | 1
[12 empty] | F.109.55.03 |  | TROLLEY - PATIENT TRANSPORT - STAINLESS STEEL FRAME - WASHABLE PADDING | [7 empty] | 1
[12 empty] | F.130.13.12 |  | CABINET - OT - STAINLESS STEEL - INSTRUMENT AND CONSUMABLES STORAGE | [7 empty] | 2
[12 empty] | F.130.64.65 |  | DRESSING TROLLEY - OT - STAINLESS STEEL - ON CASTORS | [7 empty] | 1
[12 empty] | F.132.19.23 |  | CART - ANAESTHESIA - ABS - 5 DRAWER | [7 empty] | 1
[12 empty] | F.164.92.17 |  | INSTRUMENT TROLLEY - OT - STAINLESS STEEL - ON CASTORS | [7 empty] | 1
[12 empty] | F.73.09.17 |  | TABLE - OPERATING - GENERAL SURGERY - ELECTRIC/HYDRAULIC | [7 empty] | 1
[12 empty] | K.108.57.64 |  | CEILING LIGHT - SURGICAL - LED - 100K LUX - SINGLE ARM | [7 empty] | 1
[12 empty] | M.107.12.23 |  | CRYOSURGERY UNIT - SET OF ACCESSORIES | [7 empty] | 1
[12 empty] | M.107.31.46 |  | PUMP - SUCTION ON TROLLEY TWIN CONTAINER 3L ELECTRIC | [7 empty] | 1
[12 empty] | M.116.45.86 |  | ELECTROSURGICAL UNIT 300 WATTS - SINGLE SURGEON | [7 empty] | 1
[12 empty] | M.139.69.87 |  | MONITOR - PATIENT - SURGICAL SUITE - ANAESTHETIC GASES MONITORING | [7 empty] | 1
[12 empty] | M.167.25.35 |  | TRANSPORT & EMERGENCY MONITOR | [7 empty] | 1
[12 empty] | PB |  | BIN - PEDAL - STAINLESS STEEL | [7 empty] | 1
[8 empty] | IPDF208 |  |  |  | A.107.15.29 |  | RESUSCITATION STATION/BABY WARMER | [7 empty] | 1
[12 empty] | A.50.51.53 |  | ANAESTHESIA PENDANT MECH WITH MONITOR SHELF AND POWER OUTLET | [7 empty] | 1
[12 empty] | A.51.03.06 |  | ANAESTHESIA UNIT - 2 VAPORIZER/VENTILATOR/RESP MONITOR | [7 empty] | 1
[12 empty] | CK |  | CLOCK - WALL - ANALOGUE | [7 empty] | 1
[12 empty] | F.109.55.03 |  | TROLLEY - PATIENT TRANSPORT - STAINLESS STEEL FRAME - WASHABLE PADDING | [7 empty] | 1
[12 empty] | F.130.13.12 |  | CABINET - OT - STAINLESS STEEL - INSTRUMENT AND CONSUMABLES STORAGE | [7 empty] | 2
[12 empty] | F.130.64.65 |  | DRESSING TROLLEY - OT - STAINLESS STEEL - ON CASTORS | [7 empty] | 1
[12 empty] | F.132.19.23 |  | CART - ANAESTHESIA - ABS - 5 DRAWER | [7 empty] | 1
[12 empty] | F.164.92.17 |  | INSTRUMENT TROLLEY - OT - STAINLESS STEEL - ON CASTORS | [7 empty] | 1
[12 empty] | F.73.09.17 |  | TABLE - OPERATING - GENERAL SURGERY - ELECTRIC/HYDRAULIC | [7 empty] | 1
[12 empty] | K.108.57.64 |  | CEILING LIGHT - SURGICAL - LED - 100K LUX - SINGLE ARM | [7 empty] | 1
[12 empty] | M.107.12.23 |  | CRYOSURGERY UNIT - SET OF ACCESSORIES | [7 empty] | 1
[12 empty] | M.107.31.46 |  | PUMP - SUCTION ON TROLLEY TWIN CONTAINER 3L ELECTRIC | [7 empty] | 1
[12 empty] | M.116.45.86 |  | ELECTROSURGICAL UNIT 300 WATTS - SINGLE SURGEON | [7 empty] | 1
[12 empty] | M.139.69.87 |  | MONITOR - PATIENT - SURGICAL SUITE - ANAESTHETIC GASES MONITORING | [7 empty] | 1
[12 empty] | M.167.25.35 |  | TRANSPORT & EMERGENCY MONITOR | [7 empty] | 1
[12 empty] | PB |  | BIN - PEDAL - STAINLESS STEEL | [7 empty] | 1
DIRTY UTILITY /
|  | SLUICE | [5 empty] | IPDF204a |  |  |  | CU.003 |  | BIN - PEDAL - LARGE | [7 empty] | 1
[12 empty] | DU.007 |  | SLOP HOPPER | [7 empty] | 1
[12 empty] | S.99.18.35 |  | WASHER - BEDPAN/URINAL - FLOOR TYPE | [7 empty] | 1
[12 empty] | S.99.18.37 |  | TROLLEY - SOILED LINEN - EPOXY COATED - WITH COVER | [7 empty] | 1
[12 empty] | SH4 |  | 4 STORAGE SHELVES - STAINLESS STEEL - 110X60x180 | [7 empty] | 2
|  | FEEDING | [5 empty] | IPDF204b |  |  |  | C3 |  | CHAIR - VISITOR - LOW BACK - WITH ARMS | [7 empty] | 2
[12 empty] | C6 |  | CHAIR - ATTENDANT - WITHOUT ARM RESTS - ON CASTORS | [7 empty] | 2
[12 empty] | CK |  | CLOCK - WALL - ANALOGUE | [7 empty] | 1
[12 empty] | N.101.46.31 |  | HEATER - BABY MILK BOTTLES - 6 HOLDER | [7 empty] | 1
[12 empty] | PB |  | BIN - PEDAL - STAINLESS STEEL | [7 empty] | 1
|  | LDR - 2 BEDS | [5 empty] | IPDF190 |  |  |  | A.107.15.29 |  | RESUSCITATION STATION/BABY WARMER | [7 empty] | 1
[12 empty] | C5 |  | C5 CHAIR - ATTENDANT - WITH ARM RESTS - WITHOUT CASTORS | [7 empty] | 2
[12 empty] | CK |  | CLOCK - WALL - ANALOGUE | [7 empty] | 1
[12 empty] | F.39.75.99 |  | BED - DELIVERY - HEIGHT ADJUSTABLE - HYDRAULIC - WITH ACCESSORIES | [7 empty] | 2
[12 empty] | F.40.75.99 |  | BED SIDE TABLE | [7 empty] | 2
[12 empty] | F.43.66.82 |  | OVERBED TABLE | [7 empty] | 2
[12 empty] | G.174.12.68 |  | DELIVERY SUCTION UNIT (VENTEUSE) WITH ACCESSORIES | [7 empty] | 2
[12 empty] | K.219.49.81 |  | EXAMINATION HALOGEN LIGHT - ON CASTORS | [7 empty] | 2
[12 empty] | M.166.52.42 |  | VITALS MONITOR ON CASTORS - DETACHABLE | [7 empty] | 2
[12 empty] | M.78.85.16 |  | MONITOR - FOETAL TWIN CAPABILITY | [7 empty] | 2
[12 empty] | M.88.51.53 |  | AUTO SYRINGE PUMP | [7 empty] | 2
[12 empty] | M.90.54.59 |  | INFUSION PUMP VOLUMETRIC ON CASTORS | [7 empty] | 2
[12 empty] | PB |  | BIN - PEDAL - STAINLESS STEEL | [7 empty] | 2
[12 empty] | WR3 |  | WARDROBE - PATIENT - 2 COMPARTMENT | [7 empty] | 1
[8 empty] | IPDF193 |  |  |  | A.107.15.29 |  | RESUSCITATION STATION/BABY WARMER | [7 empty] | 1
[12 empty] | C5 |  | C5 CHAIR - ATTENDANT - WITH ARM RESTS - WITHOUT CASTORS | [7 empty] | 2
[12 empty] | CK |  | CLOCK - WALL - ANALOGUE | [7 empty] | 1
[12 empty] | F.39.75.99 |  | BED - DELIVERY - HEIGHT ADJUSTABLE - HYDRAULIC - WITH ACCESSORIES | [7 empty] | 2
[12 empty] | F.40.75.99 |  | BED SIDE TABLE | [7 empty] | 2
[12 empty] | F.43.66.82 |  | OVERBED TABLE | [7 empty] | 2
[12 empty] | G.174.12.68 |  | DELIVERY SUCTION UNIT (VENTEUSE) WITH ACCESSORIES | [7 empty] | 2
[12 empty] | K.219.49.81 |  | EXAMINATION HALOGEN LIGHT - ON CASTORS | [7 empty] | 2
[12 empty] | M.166.52.42 |  | VITALS MONITOR ON CASTORS - DETACHABLE | [7 empty] | 2
[12 empty] | M.78.85.16 |  | MONITOR - FOETAL TWIN CAPABILITY | [7 empty] | 2
[12 empty] | M.88.51.53 |  | AUTO SYRINGE PUMP | [7 empty] | 2
[12 empty] | M.90.54.59 |  | INFUSION PUMP VOLUMETRIC ON CASTORS | [7 empty] | 2
[12 empty] | PB |  | BIN - PEDAL - STAINLESS STEEL | [7 empty] | 2
[12 empty] | WR3 |  | WARDROBE - PATIENT - 2 COMPARTMENT | [7 empty] | 1
[8 empty] | IPDF194 |  |  |  | A.107.15.29 |  | RESUSCITATION STATION/BABY WARMER | [7 empty] | 1
[12 empty] | C5 |  | C5 CHAIR - ATTENDANT - WITH ARM RESTS - WITHOUT CASTORS | [7 empty] | 2
[12 empty] | CK |  | CLOCK - WALL - ANALOGUE | [7 empty] | 1
[12 empty] | F.39.75.99 |  | BED - DELIVERY - HEIGHT ADJUSTABLE - HYDRAULIC - WITH ACCESSORIES | [7 empty] | 2
[12 empty] | F.40.75.99 |  | BED SIDE TABLE | [7 empty] | 2
[12 empty] | F.43.66.82 |  | OVERBED TABLE | [7 empty] | 2
[12 empty] | G.174.12.68 |  | DELIVERY SUCTION UNIT (VENTEUSE) WITH ACCESSORIES | [7 empty] | 2
[12 empty] | K.219.49.81 |  | EXAMINATION HALOGEN LIGHT - ON CASTORS | [7 empty] | 2
[12 empty] | M.166.52.42 |  | VITALS MONITOR ON CASTORS - DETACHABLE | [7 empty] | 2
[12 empty] | M.78.85.16 |  | MONITOR - FOETAL TWIN CAPABILITY | [7 empty] | 2
[12 empty] | M.88.51.53 |  | AUTO SYRINGE PUMP | [7 empty] | 2
[12 empty] | M.90.54.59 |  | INFUSION PUMP VOLUMETRIC ON CASTORS | [7 empty] | 2
[12 empty] | PB |  | BIN - PEDAL - STAINLESS STEEL | [7 empty] | 2
[12 empty] | WR3 |  | WARDROBE - PATIENT - 2 COMPARTMENT | [7 empty] | 1
[8 empty] | IPDF197 |  |  |  | A.107.15.29 |  | RESUSCITATION STATION/BABY WARMER | [7 empty] | 1
[12 empty] | C5 |  | C5 CHAIR - ATTENDANT - WITH ARM RESTS - WITHOUT CASTORS | [7 empty] | 2
[12 empty] | CK |  | CLOCK - WALL - ANALOGUE | [7 empty] | 1
[12 empty] | F.39.75.99 |  | BED - DELIVERY - HEIGHT ADJUSTABLE - HYDRAULIC - WITH ACCESSORIES | [7 empty] | 2
[12 empty] | F.40.75.99 |  | BED SIDE TABLE | [7 empty] | 2
[12 empty] | F.43.66.82 |  | OVERBED TABLE | [7 empty] | 2
[12 empty] | G.174.12.68 |  | DELIVERY SUCTION UNIT (VENTEUSE) WITH ACCESSORIES | [7 empty] | 2
ROOM TO ROOM BOOK Page 17 of 39
EDO STATE GOVERNMENT | [11 empty] | MAIN BUILDING STELLA OBASANJO HOSPITAL
MINISTRY OF HEALTH
Department |  |  | Room Description |  |  |  | Room No |  |  |  | Item Code |  |  | Item Description | [9 empty] | Sum of Qty
LDR |  |  | LDR - 2 BEDS |  |  |  | IPDF197 |  |  |  | K.219.49.81 |  |  | EXAMINATION HALOGEN LIGHT - ON CASTORS | [9 empty] | 2
[11 empty] | M.166.52.42 |  |  | VITALS MONITOR ON CASTORS - DETACHABLE | [9 empty] | 2
[11 empty] | M.78.85.16 |  |  | MONITOR - FOETAL TWIN CAPABILITY | [9 empty] | 2
[11 empty] | M.88.51.53 |  |  | AUTO SYRINGE PUMP | [9 empty] | 2
[11 empty] | M.90.54.59 |  |  | INFUSION PUMP VOLUMETRIC ON CASTORS | [9 empty] | 2
[11 empty] | PB |  |  | BIN - PEDAL - STAINLESS STEEL | [9 empty] | 2
[11 empty] | WR3 |  |  | WARDROBE - PATIENT - 2 COMPARTMENT | [9 empty] | 1
[7 empty] | IPDF199 |  |  |  | A.107.15.29 |  |  | RESUSCITATION STATION/BABY WARMER | [9 empty] | 1
[11 empty] | C5 |  |  | C5 CHAIR - ATTENDANT - WITH ARM RESTS - WITHOUT CASTORS | [9 empty] | 2
[11 empty] | CK |  |  | CLOCK - WALL - ANALOGUE | [9 empty] | 1
[11 empty] | F.39.75.99 |  |  | BED - DELIVERY - HEIGHT ADJUSTABLE - HYDRAULIC - WITH ACCESSORIES | [9 empty] | 2
[11 empty] | F.40.75.99 |  |  | BED SIDE TABLE | [9 empty] | 2
[11 empty] | F.43.66.82 |  |  | OVERBED TABLE | [9 empty] | 2
[11 empty] | G.174.12.68 |  |  | DELIVERY SUCTION UNIT (VENTEUSE) WITH ACCESSORIES | [9 empty] | 2
[11 empty] | K.219.49.81 |  |  | EXAMINATION HALOGEN LIGHT - ON CASTORS | [9 empty] | 2
[11 empty] | M.166.52.42 |  |  | VITALS MONITOR ON CASTORS - DETACHABLE | [9 empty] | 2
[11 empty] | M.78.85.16 |  |  | MONITOR - FOETAL TWIN CAPABILITY | [9 empty] | 2
[11 empty] | M.88.51.53 |  |  | AUTO SYRINGE PUMP | [9 empty] | 2
[11 empty] | M.90.54.59 |  |  | INFUSION PUMP VOLUMETRIC ON CASTORS | [9 empty] | 2
[11 empty] | PB |  |  | BIN - PEDAL - STAINLESS STEEL | [9 empty] | 2
[11 empty] | WR3 |  |  | WARDROBE - PATIENT - 2 COMPARTMENT | [9 empty] | 1
[7 empty] | IPDF202 |  |  |  | A.107.15.29 |  |  | RESUSCITATION STATION/BABY WARMER | [9 empty] | 1
[11 empty] | C5 |  |  | C5 CHAIR - ATTENDANT - WITH ARM RESTS - WITHOUT CASTORS | [9 empty] | 2
[11 empty] | CK |  |  | CLOCK - WALL - ANALOGUE | [9 empty] | 1
[11 empty] | F.39.75.99 |  |  | BED - DELIVERY - HEIGHT ADJUSTABLE - HYDRAULIC - WITH ACCESSORIES | [9 empty] | 2
[11 empty] | F.40.75.99 |  |  | BED SIDE TABLE | [9 empty] | 2
[11 empty] | F.43.66.82 |  |  | OVERBED TABLE | [9 empty] | 2
[11 empty] | G.174.12.68 |  |  | DELIVERY SUCTION UNIT (VENTEUSE) WITH ACCESSORIES | [9 empty] | 2
[11 empty] | K.219.49.81 |  |  | EXAMINATION HALOGEN LIGHT - ON CASTORS | [9 empty] | 2
[11 empty] | M.166.52.42 |  |  | VITALS MONITOR ON CASTORS - DETACHABLE | [9 empty] | 2
[11 empty] | M.78.85.16 |  |  | MONITOR - FOETAL TWIN CAPABILITY | [9 empty] | 2
[11 empty] | M.88.51.53 |  |  | AUTO SYRINGE PUMP | [9 empty] | 2
[11 empty] | M.90.54.59 |  |  | INFUSION PUMP VOLUMETRIC ON CASTORS | [9 empty] | 2
[11 empty] | PB |  |  | BIN - PEDAL - STAINLESS STEEL | [9 empty] | 2
[11 empty] | WR3 |  |  | WARDROBE - PATIENT - 2 COMPARTMENT | [9 empty] | 1
|  |  | NURSE STATION |  |  |  | IPDF206d |  |  |  | C4 |  |  | CHAIR - NURSE - MEDIUM BACK - WITH ARMS - ON CASTORS | [9 empty] | 2
[11 empty] | CB1 |  |  | CUPBOARD - GLASS TOP - LOCKABLE - 200x100x60 | [9 empty] | 2
[11 empty] | F.106.45.86 |  |  | WHEEL CHAIR | [9 empty] | 1
[11 empty] | F.129.61.59 |  |  | CABINET - DANGEROUS DRUG COMPARTMENT | [9 empty] | 1
[11 empty] | F.131.16.18 |  |  | DRESSING TROLLEY - STANDARD | [9 empty] | 2
[11 empty] | M.109.15.29 |  |  | PATIENT WARMER | [9 empty] | 1
[11 empty] | M.122.31.02 |  |  | LARYNGOSCOPE - MACINTOSH - CURVED - ALL SIZES BLADES | [9 empty] | 1
[11 empty] | M.147.03.95 |  |  | ANEROID SPHYGMO - ON CASTORS | [9 empty] | 1
[11 empty] | M.166.52.42 |  |  | VITALS MONITOR ON CASTORS - DETACHABLE | [9 empty] | 1
[11 empty] | M.167.25.35 |  |  | TRANSPORT & EMERGENCY MONITOR | [9 empty] | 1
[11 empty] | M.174.73.38 |  |  | EMERGENCY TROLLEY - CRASH CART | [9 empty] | 1
[11 empty] | M.177.82.55 |  |  | DEFIBRILLATOR - UNMONITORED | [9 empty] | 1
[11 empty] | M.180.64.65 |  |  | GLUCOMETER - HAND HELD - QUICK TEST | [9 empty] | 1
[11 empty] | M.84.94.78 |  |  | STETHOSCOPE - NURSE - ADULT | [9 empty] | 2
[11 empty] | PCD |  |  | PC DESKTOP 15" MONITOR ALL IN ONE WITH UPS 500 VA | [9 empty] | 2
[11 empty] | PRTR |  |  | PRINTER DESKTOP OFFICEJET A4 | [9 empty] | 1
[11 empty] | RC1 |  |  | COUNTER - RECEPTION - TO DESIGN | [9 empty] | 1
[11 empty] | S.99.18.40 |  |  | RECORD HOLDER TROLLEY - 2 LARGE Drawer - ABS | [9 empty] | 2
|  |  | NURSERY |  |  |  | IPDF203 |  |  |  | C4 |  |  | CHAIR - NURSE - MEDIUM BACK - WITH ARMS - ON CASTORS | [9 empty] | 3
[11 empty] | E.21.54.59 |  |  | SCREENING - HEARING FOR NEWBORN - OAE & ABR | [9 empty] | 3
[11 empty] | F.35.66.82 |  |  | BABY COT - TRANSPARENT PRESPEX DESIGN ON CASTORS | [9 empty] | 12
[11 empty] | K.157.03.95 |  |  | PHOTOTHERAPY UNIT ON CASTORS | [9 empty] | 4
[11 empty] | M.126.57.65 |  |  | CART - DIAPER CHANGING - WITH SHELVES - ATTACHED DISPOSAL BIN COVERED | [9 empty] | 2
[11 empty] | M.142.58.09 |  |  | SPO2 MONITOR HANDHELD WITH NEONATAL PROBE | [9 empty] | 3
[11 empty] | M.151.70.32 |  |  | INFRARED THERMOMETER | [9 empty] | 2
[11 empty] | M.36.54.59 |  |  | INFANT WEIGHING SCALE - ELECTRONIC | [9 empty] | 2
[11 empty] | M.78.03.06 |  |  | RADIANT WARMER - SIMPLE | [9 empty] | 6
[11 empty] | S.99.18.40 |  |  | RECORD HOLDER TROLLEY - 2 LARGE Drawer - ABS | [9 empty] | 1
|  |  | RECOVERY |  |  |  | IPDF206c |  |  |  | A.109.42.80 |  |  | RESUSCITATION UNIT (AMBU) ADULT/PEDIATRIC SET COMPLETE | [9 empty] | 1
[11 empty] | A.61.15.29 |  |  | NEBULISER | [9 empty] | 1
[11 empty] | CK |  |  | CLOCK - WALL - ANALOGUE | [9 empty] | 1
[11 empty] | F.109.55.03 |  |  | TROLLEY - PATIENT TRANSPORT - STAINLESS STEEL FRAME - WASHABLE PADDING | [9 empty] | 2
[11 empty] | F.133.73.83 |  |  | CURTAIN - PATIENT SEPARATION | [9 empty] | 1
[11 empty] | K.151.27.52 |  |  | ULTRA SLIM LIGHT BOX DOUBLE FILM | [9 empty] | 1
[11 empty] | M.122.31.02 |  |  | LARYNGOSCOPE - MACINTOSH - CURVED - ALL SIZES BLADES | [9 empty] | 1
[11 empty] | M.126.92.17 |  |  | LARYNGOSCOPE - FIBRE OPTIC - VIDEO - ALL SIZES BLADES | [9 empty] | 1
[11 empty] | M.167.25.35 |  |  | TRANSPORT & EMERGENCY MONITOR | [9 empty] | 2
[11 empty] | M.177.82.55 |  |  | DEFIBRILLATOR - UNMONITORED | [9 empty] | 1
[11 empty] | M.180.64.65 |  |  | GLUCOMETER - HAND HELD - QUICK TEST | [9 empty] | 1
[11 empty] | M.208.16.18 |  |  | FLUID WARMER | [9 empty] | 1
[11 empty] | M.52.18.34 |  |  | SPHYGMOMANOMETER - ANEROID ON CASTORS | [9 empty] | 1
[11 empty] | M.84.94.78 |  |  | STETHOSCOPE - NURSE - ADULT | [9 empty] | 1
[11 empty] | N.86.07.01 |  |  | GAS CYLINDER TROLLEY - OXYGEN/N2O | [9 empty] | 1
[11 empty] | PB |  |  | BIN - PEDAL - STAINLESS STEEL | [9 empty] | 1
|  |  | SCRUB |  |  |  | IPDF206g |  |  |  | M.150.88.24 |  |  | SCRUB STATION-TRIPLE WIDTH-SENSOR OPERATED-SOAP DISPENSER | [9 empty] | 1
STAFF LOUNGE
|  |  | (SHARED) |  |  |  | IPDF189b |  |  |  | APP.000 |  |  | KETTLE | [9 empty] | 1
[11 empty] | APP.001 |  |  | WATER DISPENSER | [9 empty] | 1
[11 empty] | APP.005 |  |  | FRIDGE - SMALL | [9 empty] | 1
[11 empty] | APP.012 |  |  | MICROWAVE SMALL | [9 empty] | 1
[11 empty] | PB |  |  | BIN - PEDAL - STAINLESS STEEL | [9 empty] | 1
[11 empty] | SF1 |  |  | SOFA - SINGLE SEAT | [9 empty] | 2
[11 empty] | SF2 |  |  | SOFA - DOUBLE SEAT | [9 empty] | 2
[11 empty] | T5 |  |  | TABLE - COFFEE - SIDE - 450X450 | [9 empty] | 1
[11 empty] | TV |  |  | TV 40" - LED - WALL MOUNTED - WITH SUPPORT | [9 empty] | 1
|  |  | STORE |  |  |  | IPDF206b |  |  |  | LBB |  |  | LAB BENCH - STAINLESS STEEL - TO DESIGN | [9 empty] | 1
[11 empty] | S.97.36.69 |  |  | AUTOCLAVE - FAST CYCLE - 30L - HORIZONTAL - TABLE TOP | [9 empty] | 1
[11 empty] | SH3 |  |  | 4 STORAGE SHELVES - STAINLESS STEEL - 100X60x180 | [9 empty] | 1
[11 empty] | SH4 |  |  | 4 STORAGE SHELVES - STAINLESS STEEL - 110X60x180 | [9 empty] | 3
[7 empty] | IPDF206i |  |  |  | SH4 |  |  | 4 STORAGE SHELVES - STAINLESS STEEL - 110X60x180 | [9 empty] | 2
ROOM TO ROOM BOOK Page 18 of 39
EDO STATE GOVERNMENT | [11 empty] | MAIN BUILDING STELLA OBASANJO HOSPITAL
MINISTRY OF HEALTH
Department |  |  | Room Description |  |  |  | Room No |  |  | Item Code |  |  |  | Item Description | [6 empty] | Sum of Qty
MAIN LOBBY |  |  | LOBBY/WAITING |  |  |  | IPDF01 |  |  | A1 |  |  |  | AED | [6 empty] | 1
[10 empty] | CA1 |  |  |  | CABINET - AED | [6 empty] | 1
[10 empty] | CH2 |  |  |  | CHAIR - 2 SEATER - WAITING - METAL - PADDED SEAT & BACK | [6 empty] | 3
[10 empty] | CH3 |  |  |  | CHAIR - 3 SEATER - WAITING - METAL - PADDED SEAT & BACK | [6 empty] | 3
[10 empty] | PB |  |  |  | BIN - PEDAL - STAINLESS STEEL | [6 empty] | 1
|  |  | RECEPTION |  |  |  | IPDG03 |  |  | C2 |  |  |  | CHAIR - STAFF - LOW BACK - WITH ARMS - ON CASTORS | [6 empty] | 3
[10 empty] | CK |  |  |  | CLOCK - WALL - ANALOGUE | [6 empty] | 1
[10 empty] | PB |  |  |  | BIN - PEDAL - STAINLESS STEEL | [6 empty] | 1
[10 empty] | PCD |  |  |  | PC DESKTOP 15" MONITOR ALL IN ONE WITH UPS 500 VA | [6 empty] | 3
[10 empty] | PRTR |  |  |  | PRINTER DESKTOP OFFICEJET A4 | [6 empty] | 1
[10 empty] | RC1 |  |  |  | COUNTER - RECEPTION - TO DESIGN | [6 empty] | 1
|  |  | WAITING |  |  |  | IPDG02 |  |  | A1 |  |  |  | AED | [6 empty] | 1
[10 empty] | CA1 |  |  |  | CABINET - AED | [6 empty] | 1
[10 empty] | CH3 |  |  |  | CHAIR - 3 SEATER - WAITING - METAL - PADDED SEAT & BACK | [6 empty] | 22
[10 empty] | PB |  |  |  | BIN - PEDAL - STAINLESS STEEL | [6 empty] | 3
ROOM TO ROOM BOOK Page 19 of 39
EDO STATE GOVERNMENT | [11 empty] | MAIN BUILDING STELLA OBASANJO HOSPITAL
MINISTRY OF HEALTH
Department Room Description Room No Item Code Item Description Sum of Qty
MATERNITY |  |  |  | CLEAN
WARDS |  |  |  | UTILITY/STORE |  |  |  | IPDF100 |  |  | SH4 |  |  | 4 STORAGE SHELVES - STAINLESS STEEL - 110X60x180 | [5 empty] | 4
DIRTY UTILITY /
|  |  |  | SLUICE |  |  |  | IPDF126 |  |  | CU.003 |  |  | BIN - PEDAL - LARGE | [5 empty] | 1
[11 empty] | DU.007 |  |  | SLOP HOPPER | [5 empty] | 1
[11 empty] | S.99.18.35 |  |  | WASHER - BEDPAN/URINAL - FLOOR TYPE | [5 empty] | 1
[11 empty] | S.99.18.37 |  |  | TROLLEY - SOILED LINEN - EPOXY COATED - WITH COVER | [5 empty] | 1
|  |  |  | NURSE STATION |  |  |  | IPDF124 |  |  | C4 |  |  | CHAIR - NURSE - MEDIUM BACK - WITH ARMS - ON CASTORS | [5 empty] | 2
[11 empty] | CB1 |  |  | CUPBOARD - GLASS TOP - LOCKABLE - 200x100x60 | [5 empty] | 1
[11 empty] | F.106.45.86 |  |  | WHEEL CHAIR | [5 empty] | 1
[11 empty] | F.129.61.59 |  |  | CABINET - DANGEROUS DRUG COMPARTMENT | [5 empty] | 1
[11 empty] | F.131.16.18 |  |  | DRESSING TROLLEY - STANDARD | [5 empty] | 2
[11 empty] | M.109.15.29 |  |  | PATIENT WARMER | [5 empty] | 2
[11 empty] | M.122.31.02 |  |  | LARYNGOSCOPE - MACINTOSH - CURVED - ALL SIZES BLADES | [5 empty] | 2
[11 empty] | M.147.03.95 |  |  | ANEROID SPHYGMO - ON CASTORS | [5 empty] | 2
[11 empty] | M.166.52.42 |  |  | VITALS MONITOR ON CASTORS - DETACHABLE | [5 empty] | 4
[11 empty] | M.167.25.35 |  |  | TRANSPORT & EMERGENCY MONITOR | [5 empty] | 12
[11 empty] | M.174.73.38 |  |  | EMERGENCY TROLLEY - CRASH CART | [5 empty] | 1
[11 empty] | M.177.82.55 |  |  | DEFIBRILLATOR - UNMONITORED | [5 empty] | 1
[11 empty] | M.180.64.65 |  |  | GLUCOMETER - HAND HELD - QUICK TEST | [5 empty] | 2
[11 empty] | M.84.94.78 |  |  | STETHOSCOPE - NURSE - ADULT | [5 empty] | 3
[11 empty] | PCD |  |  | PC DESKTOP 15" MONITOR ALL IN ONE WITH UPS 500 VA | [5 empty] | 2
[11 empty] | PRTR |  |  | PRINTER DESKTOP OFFICEJET A4 | [5 empty] | 1
[11 empty] | RC1 |  |  | COUNTER - RECEPTION - TO DESIGN | [5 empty] | 1
[11 empty] | S.99.18.40 |  |  | RECORD HOLDER TROLLEY - 2 LARGE Drawer - ABS | [5 empty] | 1
PATIENT ROOM - 2
|  |  |  | BEDS |  |  |  | IPDF118 |  |  | C6 |  |  | CHAIR - ATTENDANT - WITHOUT ARM RESTS - ON CASTORS | [5 empty] | 2
[11 empty] | CK |  |  | CLOCK - WALL - ANALOGUE | [5 empty] | 1
[11 empty] | F.38.72.93 |  |  | BED 3 SECTION ELECTRIC - FIXED HEIGHT - ON CASTORS | [5 empty] | 2
[11 empty] | F.40.75.99 |  |  | BED SIDE TABLE | [5 empty] | 2
[11 empty] | F.43.66.82 |  |  | OVERBED TABLE | [5 empty] | 2
[11 empty] | PB |  |  | BIN - PEDAL - STAINLESS STEEL | [5 empty] | 2
[11 empty] | TV |  |  | TV 40" - LED - WALL MOUNTED - WITH SUPPORT | [5 empty] | 1
[11 empty] | WR3 |  |  | WARDROBE - PATIENT - 2 COMPARTMENT | [5 empty] | 1
[8 empty] | IPDF121 |  |  | C6 |  |  | CHAIR - ATTENDANT - WITHOUT ARM RESTS - ON CASTORS | [5 empty] | 2
[11 empty] | CK |  |  | CLOCK - WALL - ANALOGUE | [5 empty] | 1
[11 empty] | F.38.72.93 |  |  | BED 3 SECTION ELECTRIC - FIXED HEIGHT - ON CASTORS | [5 empty] | 2
[11 empty] | F.40.75.99 |  |  | BED SIDE TABLE | [5 empty] | 2
[11 empty] | F.43.66.82 |  |  | OVERBED TABLE | [5 empty] | 2
[11 empty] | PB |  |  | BIN - PEDAL - STAINLESS STEEL | [5 empty] | 2
[11 empty] | TV |  |  | TV 40" - LED - WALL MOUNTED - WITH SUPPORT | [5 empty] | 1
[11 empty] | WR3 |  |  | WARDROBE - PATIENT - 2 COMPARTMENT | [5 empty] | 1
[8 empty] | IPDF122 |  |  | C6 |  |  | CHAIR - ATTENDANT - WITHOUT ARM RESTS - ON CASTORS | [5 empty] | 2
[11 empty] | CK |  |  | CLOCK - WALL - ANALOGUE | [5 empty] | 1
[11 empty] | F.38.72.93 |  |  | BED 3 SECTION ELECTRIC - FIXED HEIGHT - ON CASTORS | [5 empty] | 2
[11 empty] | F.40.75.99 |  |  | BED SIDE TABLE | [5 empty] | 2
[11 empty] | F.43.66.82 |  |  | OVERBED TABLE | [5 empty] | 2
[11 empty] | PB |  |  | BIN - PEDAL - STAINLESS STEEL | [5 empty] | 2
[11 empty] | TV |  |  | TV 40" - LED - WALL MOUNTED - WITH SUPPORT | [5 empty] | 1
[11 empty] | WR3 |  |  | WARDROBE - PATIENT - 2 COMPARTMENT | [5 empty] | 1
[8 empty] | IPDF128 |  |  | C6 |  |  | CHAIR - ATTENDANT - WITHOUT ARM RESTS - ON CASTORS | [5 empty] | 2
[11 empty] | CK |  |  | CLOCK - WALL - ANALOGUE | [5 empty] | 1
[11 empty] | F.38.72.93 |  |  | BED 3 SECTION ELECTRIC - FIXED HEIGHT - ON CASTORS | [5 empty] | 2
[11 empty] | F.40.75.99 |  |  | BED SIDE TABLE | [5 empty] | 2
[11 empty] | F.43.66.82 |  |  | OVERBED TABLE | [5 empty] | 2
[11 empty] | PB |  |  | BIN - PEDAL - STAINLESS STEEL | [5 empty] | 2
[11 empty] | TV |  |  | TV 40" - LED - WALL MOUNTED - WITH SUPPORT | [5 empty] | 1
[11 empty] | WR3 |  |  | WARDROBE - PATIENT - 2 COMPARTMENT | [5 empty] | 1
[8 empty] | IPDF129 |  |  | C6 |  |  | CHAIR - ATTENDANT - WITHOUT ARM RESTS - ON CASTORS | [5 empty] | 2
[11 empty] | CK |  |  | CLOCK - WALL - ANALOGUE | [5 empty] | 1
[11 empty] | F.38.72.93 |  |  | BED 3 SECTION ELECTRIC - FIXED HEIGHT - ON CASTORS | [5 empty] | 2
[11 empty] | F.40.75.99 |  |  | BED SIDE TABLE | [5 empty] | 2
[11 empty] | F.43.66.82 |  |  | OVERBED TABLE | [5 empty] | 2
[11 empty] | PB |  |  | BIN - PEDAL - STAINLESS STEEL | [5 empty] | 2
[11 empty] | TV |  |  | TV 40" - LED - WALL MOUNTED - WITH SUPPORT | [5 empty] | 1
[11 empty] | WR3 |  |  | WARDROBE - PATIENT - 2 COMPARTMENT | [5 empty] | 1
[8 empty] | IPDF132 |  |  | C6 |  |  | CHAIR - ATTENDANT - WITHOUT ARM RESTS - ON CASTORS | [5 empty] | 2
[11 empty] | CK |  |  | CLOCK - WALL - ANALOGUE | [5 empty] | 1
[11 empty] | F.38.72.93 |  |  | BED 3 SECTION ELECTRIC - FIXED HEIGHT - ON CASTORS | [5 empty] | 2
[11 empty] | F.40.75.99 |  |  | BED SIDE TABLE | [5 empty] | 2
[11 empty] | F.43.66.82 |  |  | OVERBED TABLE | [5 empty] | 2
[11 empty] | PB |  |  | BIN - PEDAL - STAINLESS STEEL | [5 empty] | 2
[11 empty] | TV |  |  | TV 40" - LED - WALL MOUNTED - WITH SUPPORT | [5 empty] | 1
[11 empty] | WR3 |  |  | WARDROBE - PATIENT - 2 COMPARTMENT | [5 empty] | 1
PATIENT ROOM - 3
|  |  |  | BEDS |  |  |  | IPDF101 |  |  | C6 |  |  | CHAIR - ATTENDANT - WITHOUT ARM RESTS - ON CASTORS | [5 empty] | 3
[11 empty] | CK |  |  | CLOCK - WALL - ANALOGUE | [5 empty] | 1
[11 empty] | F.38.72.93 |  |  | BED 3 SECTION ELECTRIC - FIXED HEIGHT - ON CASTORS | [5 empty] | 3
[11 empty] | F.40.75.99 |  |  | BED SIDE TABLE | [5 empty] | 3
[11 empty] | F.43.66.82 |  |  | OVERBED TABLE | [5 empty] | 3
[11 empty] | PB |  |  | BIN - PEDAL - STAINLESS STEEL | [5 empty] | 3
[11 empty] | TV |  |  | TV 40" - LED - WALL MOUNTED - WITH SUPPORT | [5 empty] | 1
[11 empty] | WR1 |  |  | WARDROBE - PATIENT - 4 COMPARTMENT | [5 empty] | 1
[8 empty] | IPDF104 |  |  | C6 |  |  | CHAIR - ATTENDANT - WITHOUT ARM RESTS - ON CASTORS | [5 empty] | 3
[11 empty] | CK |  |  | CLOCK - WALL - ANALOGUE | [5 empty] | 1
[11 empty] | F.38.72.93 |  |  | BED 3 SECTION ELECTRIC - FIXED HEIGHT - ON CASTORS | [5 empty] | 3
[11 empty] | F.40.75.99 |  |  | BED SIDE TABLE | [5 empty] | 3
[11 empty] | F.43.66.82 |  |  | OVERBED TABLE | [5 empty] | 3
[11 empty] | PB |  |  | BIN - PEDAL - STAINLESS STEEL | [5 empty] | 3
[11 empty] | TV |  |  | TV 40" - LED - WALL MOUNTED - WITH SUPPORT | [5 empty] | 1
[11 empty] | WR1 |  |  | WARDROBE - PATIENT - 4 COMPARTMENT | [5 empty] | 1
[8 empty] | IPDF105 |  |  | C6 |  |  | CHAIR - ATTENDANT - WITHOUT ARM RESTS - ON CASTORS | [5 empty] | 3
[11 empty] | CK |  |  | CLOCK - WALL - ANALOGUE | [5 empty] | 1
[11 empty] | F.38.72.93 |  |  | BED 3 SECTION ELECTRIC - FIXED HEIGHT - ON CASTORS | [5 empty] | 3
[11 empty] | F.40.75.99 |  |  | BED SIDE TABLE | [5 empty] | 3
[11 empty] | F.43.66.82 |  |  | OVERBED TABLE | [5 empty] | 3
[11 empty] | PB |  |  | BIN - PEDAL - STAINLESS STEEL | [5 empty] | 3
[11 empty] | TV |  |  | TV 40" - LED - WALL MOUNTED - WITH SUPPORT | [5 empty] | 1
[11 empty] | WR1 |  |  | WARDROBE - PATIENT - 4 COMPARTMENT | [5 empty] | 1
[8 empty] | IPDF108 |  |  | C6 |  |  | CHAIR - ATTENDANT - WITHOUT ARM RESTS - ON CASTORS | [5 empty] | 3
[11 empty] | CK |  |  | CLOCK - WALL - ANALOGUE | [5 empty] | 1
[11 empty] | F.38.72.93 |  |  | BED 3 SECTION ELECTRIC - FIXED HEIGHT - ON CASTORS | [5 empty] | 3
[11 empty] | F.40.75.99 |  |  | BED SIDE TABLE | [5 empty] | 3
[11 empty] | F.43.66.82 |  |  | OVERBED TABLE | [5 empty] | 3
[11 empty] | PB |  |  | BIN - PEDAL - STAINLESS STEEL | [5 empty] | 3
[11 empty] | TV |  |  | TV 40" - LED - WALL MOUNTED - WITH SUPPORT | [5 empty] | 1
[11 empty] | WR1 |  |  | WARDROBE - PATIENT - 4 COMPARTMENT | [5 empty] | 1
ROOM TO ROOM BOOK Page 20 of 39
EDO STATE GOVERNMENT | [11 empty] | MAIN BUILDING STELLA OBASANJO HOSPITAL
MINISTRY OF HEALTH
Department |  |  |  |  | Room Description |  | Room No |  |  |  | Item Code |  |  | Item Description | [5 empty] | Sum of Qty
MATERNITY WARDS |  |  |  |  | PATIENT ROOM - 3 |  | IPDF109 |  |  |  | C6 |  |  | CHAIR - ATTENDANT - WITHOUT ARM RESTS - ON CASTORS | [5 empty] | 3
[11 empty] | CK |  |  | CLOCK - WALL - ANALOGUE | [5 empty] | 1
[11 empty] | F.38.72.93 |  |  | BED 3 SECTION ELECTRIC - FIXED HEIGHT - ON CASTORS | [5 empty] | 3
[11 empty] | F.40.75.99 |  |  | BED SIDE TABLE | [5 empty] | 3
[11 empty] | F.43.66.82 |  |  | OVERBED TABLE | [5 empty] | 3
[11 empty] | PB |  |  | BIN - PEDAL - STAINLESS STEEL | [5 empty] | 3
[11 empty] | TV |  |  | TV 40" - LED - WALL MOUNTED - WITH SUPPORT | [5 empty] | 1
[11 empty] | WR1 |  |  | WARDROBE - PATIENT - 4 COMPARTMENT | [5 empty] | 1
[7 empty] | IPDF112 |  |  |  | C6 |  |  | CHAIR - ATTENDANT - WITHOUT ARM RESTS - ON CASTORS | [5 empty] | 3
[11 empty] | CK |  |  | CLOCK - WALL - ANALOGUE | [5 empty] | 1
[11 empty] | F.38.72.93 |  |  | BED 3 SECTION ELECTRIC - FIXED HEIGHT - ON CASTORS | [5 empty] | 3
[11 empty] | F.40.75.99 |  |  | BED SIDE TABLE | [5 empty] | 3
[11 empty] | F.43.66.82 |  |  | OVERBED TABLE | [5 empty] | 3
[11 empty] | PB |  |  | BIN - PEDAL - STAINLESS STEEL | [5 empty] | 3
[11 empty] | TV |  |  | TV 40" - LED - WALL MOUNTED - WITH SUPPORT | [5 empty] | 1
[11 empty] | WR1 |  |  | WARDROBE - PATIENT - 4 COMPARTMENT | [5 empty] | 1
[7 empty] | IPDF113 |  |  |  | C6 |  |  | CHAIR - ATTENDANT - WITHOUT ARM RESTS - ON CASTORS | [5 empty] | 3
[11 empty] | CK |  |  | CLOCK - WALL - ANALOGUE | [5 empty] | 1
[11 empty] | F.38.72.93 |  |  | BED 3 SECTION ELECTRIC - FIXED HEIGHT - ON CASTORS | [5 empty] | 3
[11 empty] | F.40.75.99 |  |  | BED SIDE TABLE | [5 empty] | 3
[11 empty] | F.43.66.82 |  |  | OVERBED TABLE | [5 empty] | 3
[11 empty] | PB |  |  | BIN - PEDAL - STAINLESS STEEL | [5 empty] | 3
[11 empty] | TV |  |  | TV 40" - LED - WALL MOUNTED - WITH SUPPORT | [5 empty] | 1
[11 empty] | WR1 |  |  | WARDROBE - PATIENT - 4 COMPARTMENT | [5 empty] | 1
[7 empty] | IPDF116 |  |  |  | C6 |  |  | CHAIR - ATTENDANT - WITHOUT ARM RESTS - ON CASTORS | [5 empty] | 3
[11 empty] | CK |  |  | CLOCK - WALL - ANALOGUE | [5 empty] | 1
[11 empty] | F.38.72.93 |  |  | BED 3 SECTION ELECTRIC - FIXED HEIGHT - ON CASTORS | [5 empty] | 3
[11 empty] | F.40.75.99 |  |  | BED SIDE TABLE | [5 empty] | 3
[11 empty] | F.43.66.82 |  |  | OVERBED TABLE | [5 empty] | 3
[11 empty] | PB |  |  | BIN - PEDAL - STAINLESS STEEL | [5 empty] | 3
[11 empty] | TV |  |  | TV 40" - LED - WALL MOUNTED - WITH SUPPORT | [5 empty] | 1
[11 empty] | WR1 |  |  | WARDROBE - PATIENT - 4 COMPARTMENT | [5 empty] | 1
ROOM TO ROOM BOOK Page 21 of 39
EDO STATE GOVERNMENT | [11 empty] | MAIN BUILDING STELLA OBASANJO HOSPITAL
MINISTRY OF HEALTH
Department |  |  | Room Description |  |  |  | Room No |  |  | Item Code |  |  |  | Item Description | [10 empty] | Sum of Qty
NEUROLOGY |  |  | CONTROL |  |  |  | IPDF71 |  |  | C2 |  |  |  | CHAIR - STAFF - LOW BACK - WITH ARMS - ON CASTORS | [10 empty] | 4
[10 empty] | CK |  |  |  | CLOCK - WALL - ANALOGUE | [10 empty] | 1
[10 empty] | PB |  |  |  | BIN - PEDAL - STAINLESS STEEL | [10 empty] | 2
[10 empty] | T3 |  |  |  | TABLE - 5 FT - WITH DRAWER | [10 empty] | 2
|  |  | SLEEP CLINIC |  |  |  | IPDF70 |  |  | CB1 |  |  |  | CUPBOARD - GLASS TOP - LOCKABLE - 200x100x60 | [10 empty] | 1
[10 empty] | M.168.61.15 |  |  |  | ELECTROENCEPHALOGRAPH STATION - 32 CHANNEL TROLLEY MOUNTED - WITH ACCESSORIES | [10 empty] | 1
[10 empty] | RM.1 |  |  |  | BED - SINGLE - LAMINATED WOOD | [10 empty] | 1
[10 empty] | RM.2 |  |  |  | BEDSIDE CABINET - LAMINATED WOOD | [10 empty] | 1
[7 empty] | IPDF73 |  |  | CB1 |  |  |  | CUPBOARD - GLASS TOP - LOCKABLE - 200x100x60 | [10 empty] | 1
[10 empty] | M.168.61.15 |  |  |  | ELECTROENCEPHALOGRAPH STATION - 32 CHANNEL TROLLEY MOUNTED - WITH ACCESSORIES | [10 empty] | 1
[10 empty] | RM.1 |  |  |  | BED - SINGLE - LAMINATED WOOD | [10 empty] | 1
[10 empty] | RM.2 |  |  |  | BEDSIDE CABINET - LAMINATED WOOD | [10 empty] | 1
ROOM TO ROOM BOOK Page 22 of 39
EDO STATE GOVERNMENT | [11 empty] | MAIN BUILDING STELLA OBASANJO HOSPITAL
MINISTRY OF HEALTH
Department |  |  | Room Description |  |  |  | Room No |  |  |  | Item Code |  |  |  | Item Description | [8 empty] | Sum of Qty
NOENATAL |  |  | JANITOR |  |  |  | IPDF184 |  |  |  | DU.003 |  |  |  | SINK - CLEANER - SINGLE | [8 empty] | 1
[11 empty] | DU.004 |  |  |  | MOP RACK - 4 HOLDERS - WALL MOUNTED | [8 empty] | 1
[11 empty] | DU.006 |  |  |  | TROLLEY - WET MOP | [8 empty] | 1
|  |  | NICU |  |  |  | IPDF185 |  |  |  | A.107.15.30 |  |  |  | BABY WARMER NICU | [8 empty] | 2
[11 empty] | A.55.09.17 |  |  |  | CPAP MACHINE - NEONATAL | [8 empty] | 4
[11 empty] | A.57.60.70M |  |  |  | HUMIDIFIER FOR NEONATAL VENTILATOR | [8 empty] | 9
[11 empty] | A.67.72.93 |  |  |  | VENTILATOR - NEONATAL | [8 empty] | 9
[11 empty] | K.157.03.95 |  |  |  | PHOTOTHERAPY UNIT ON CASTORS | [8 empty] | 5
[11 empty] | K.219.49.81 |  |  |  | EXAMINATION HALOGEN LIGHT - ON CASTORS | [8 empty] | 6
[11 empty] | M.126.57.64 |  |  |  | INCUBATOR - NICU - ELECTRONIC TEMP CONTROL - FIXED HEIGHT | [8 empty] | 9
[11 empty] | M.186.43.25 |  |  |  | MONITOR - NEONATAL NICU | [8 empty] | 9
[11 empty] | M.36.54.59 |  |  |  | INFANT WEIGHING SCALE - ELECTRONIC | [8 empty] | 2
[11 empty] | M.88.51.53 |  |  |  | AUTO SYRINGE PUMP | [8 empty] | 18
[11 empty] | M.90.54.59 |  |  |  | INFUSION PUMP VOLUMETRIC ON CASTORS | [8 empty] | 18
|  |  | SCBU |  |  |  | IPDF183 |  |  |  | A.107.15.30 |  |  |  | BABY WARMER NICU | [8 empty] | 2
[11 empty] | A.57.60.70 |  |  |  | HUMIDIFIER FOR NEONATAL HFO VENTILATOR | [8 empty] | 3
[11 empty] | A.68.24.46 |  |  |  | VENTILATOR - NEONATAL HFO | [8 empty] | 3
[11 empty] | K.219.49.81 |  |  |  | EXAMINATION HALOGEN LIGHT - ON CASTORS | [8 empty] | 3
[11 empty] | M.123.57.64 |  |  |  | INCUBATOR - TRANSPORT - ICU SERVICES - GAS CYLINDER - BATTERY POWERED | [8 empty] | 2
[11 empty] | M.165.89.11 |  |  |  | INCUBATOR - NICU TR AND REV TR AND VARIABLE HEIGHT ELECTRIC | [8 empty] | 3
[11 empty] | M.176.79.49 |  |  |  | DEFIBRILLATOR - NEONATAL PADDLES WITH MOINTORING AND PACE | [8 empty] | 1
[11 empty] | M.186.43.25 |  |  |  | MONITOR - NEONATAL NICU | [8 empty] | 3
[11 empty] | M.88.51.53 |  |  |  | AUTO SYRINGE PUMP | [8 empty] | 6
[11 empty] | M.90.54.59 |  |  |  | INFUSION PUMP VOLUMETRIC ON CASTORS | [8 empty] | 6
|  |  | STORE |  |  |  | IPDF189 |  |  |  | SH4 |  |  |  | 4 STORAGE SHELVES - STAINLESS STEEL - 110X60x180 | [8 empty] | 4
ROOM TO ROOM BOOK Page 23 of 39
EDO STATE GOVERNMENT | [11 empty] | MAIN BUILDING STELLA OBASANJO HOSPITAL
MINISTRY OF HEALTH
Department Room Description Room No Item Code Item Description | [20 empty] | Sum of Qty
ONE DAY |  |  |  |  | DIRTY UTILITY /
SURGERY |  |  |  |  | SLUICE |  |  | IPDF223 |  |  | CU.003 |  |  | BIN - PEDAL - LARGE | [6 empty] | 1
[11 empty] | DU.007 |  |  | SLOP HOPPER | [6 empty] | 1
[11 empty] | S.99.18.35 |  |  | WASHER - BEDPAN/URINAL - FLOOR TYPE | [6 empty] | 1
[11 empty] | S.99.18.37 |  |  | TROLLEY - SOILED LINEN - EPOXY COATED - WITH COVER | [6 empty] | 1
[11 empty] | SH3 |  |  | 4 STORAGE SHELVES - STAINLESS STEEL - 100X60x180 | [6 empty] | 1
[5 empty] | NURSE STATION |  |  | IPDF222a |  |  | C4 |  |  | CHAIR - NURSE - MEDIUM BACK - WITH ARMS - ON CASTORS | [6 empty] | 1
[11 empty] | CB1 |  |  | CUPBOARD - GLASS TOP - LOCKABLE - 200x100x60 | [6 empty] | 1
[11 empty] | F.106.45.86 |  |  | WHEEL CHAIR | [6 empty] | 1
[11 empty] | M.109.15.29 |  |  | PATIENT WARMER | [6 empty] | 2
[11 empty] | M.122.31.02 |  |  | LARYNGOSCOPE - MACINTOSH - CURVED - ALL SIZES BLADES | [6 empty] | 2
[11 empty] | M.147.03.95 |  |  | ANEROID SPHYGMO - ON CASTORS | [6 empty] | 2
[11 empty] | M.180.64.65 |  |  | GLUCOMETER - HAND HELD - QUICK TEST | [6 empty] | 2
[11 empty] | M.84.94.78 |  |  | STETHOSCOPE - NURSE - ADULT | [6 empty] | 2
[11 empty] | PCD |  |  | PC DESKTOP 15" MONITOR ALL IN ONE WITH UPS 500 VA | [6 empty] | 2
[11 empty] | PRTR |  |  | PRINTER DESKTOP OFFICEJET A4 | [6 empty] | 1
[11 empty] | RC1 |  |  | COUNTER - RECEPTION - TO DESIGN | [6 empty] | 1
[11 empty] | S.99.18.40 |  |  | RECORD HOLDER TROLLEY - 2 LARGE Drawer - ABS | [6 empty] | 1
PATIENT ROOM -
3 BEDS ONE DAY
[5 empty] | SURGERY |  |  | IPDF214 |  |  | C6 |  |  | CHAIR - ATTENDANT - WITHOUT ARM RESTS - ON CASTORS | [6 empty] | 3
[11 empty] | CK |  |  | CLOCK - WALL - ANALOGUE | [6 empty] | 1
[11 empty] | F.34.15.31 |  |  | BED - PEDIATRIC - 2 SECTION - MANUAL - ON CASTORS WITH MATTRESS | [6 empty] | 3
[11 empty] | F.40.75.99 |  |  | BED SIDE TABLE | [6 empty] | 3
[11 empty] | F.43.66.82 |  |  | OVERBED TABLE | [6 empty] | 3
[11 empty] | PB |  |  | BIN - PEDAL - STAINLESS STEEL | [6 empty] | 3
[11 empty] | TV |  |  | TV 40" - LED - WALL MOUNTED - WITH SUPPORT | [6 empty] | 1
[11 empty] | WR1 |  |  | WARDROBE - PATIENT - 4 COMPARTMENT | [6 empty] | 1
[8 empty] | IPDF217 |  |  | C6 |  |  | CHAIR - ATTENDANT - WITHOUT ARM RESTS - ON CASTORS | [6 empty] | 3
[11 empty] | CK |  |  | CLOCK - WALL - ANALOGUE | [6 empty] | 1
[11 empty] | F.34.15.31 |  |  | BED - PEDIATRIC - 2 SECTION - MANUAL - ON CASTORS WITH MATTRESS | [6 empty] | 3
[11 empty] | F.40.75.99 |  |  | BED SIDE TABLE | [6 empty] | 3
[11 empty] | F.43.66.82 |  |  | OVERBED TABLE | [6 empty] | 3
[11 empty] | PB |  |  | BIN - PEDAL - STAINLESS STEEL | [6 empty] | 3
[11 empty] | TV |  |  | TV 40" - LED - WALL MOUNTED - WITH SUPPORT | [6 empty] | 1
[11 empty] | WR1 |  |  | WARDROBE - PATIENT - 4 COMPARTMENT | [6 empty] | 1
[8 empty] | IPDF218 |  |  | C6 |  |  | CHAIR - ATTENDANT - WITHOUT ARM RESTS - ON CASTORS | [6 empty] | 3
[11 empty] | CK |  |  | CLOCK - WALL - ANALOGUE | [6 empty] | 1
[11 empty] | F.34.15.31 |  |  | BED - PEDIATRIC - 2 SECTION - MANUAL - ON CASTORS WITH MATTRESS | [6 empty] | 3
[11 empty] | F.40.75.99 |  |  | BED SIDE TABLE | [6 empty] | 3
[11 empty] | F.43.66.82 |  |  | OVERBED TABLE | [6 empty] | 3
[11 empty] | PB |  |  | BIN - PEDAL - STAINLESS STEEL | [6 empty] | 3
[11 empty] | TV |  |  | TV 40" - LED - WALL MOUNTED - WITH SUPPORT | [6 empty] | 1
[11 empty] | WR1 |  |  | WARDROBE - PATIENT - 4 COMPARTMENT | [6 empty] | 1
[8 empty] | IPDF221 |  |  | C6 |  |  | CHAIR - ATTENDANT - WITHOUT ARM RESTS - ON CASTORS | [6 empty] | 3
[11 empty] | CK |  |  | CLOCK - WALL - ANALOGUE | [6 empty] | 1
[11 empty] | F.34.15.31 |  |  | BED - PEDIATRIC - 2 SECTION - MANUAL - ON CASTORS WITH MATTRESS | [6 empty] | 3
[11 empty] | F.40.75.99 |  |  | BED SIDE TABLE | [6 empty] | 3
[11 empty] | F.43.66.82 |  |  | OVERBED TABLE | [6 empty] | 3
[11 empty] | PB |  |  | BIN - PEDAL - STAINLESS STEEL | [6 empty] | 3
[11 empty] | TV |  |  | TV 40" - LED - WALL MOUNTED - WITH SUPPORT | [6 empty] | 1
[11 empty] | WR1 |  |  | WARDROBE - PATIENT - 4 COMPARTMENT | [6 empty] | 1
[5 empty] | STORE |  |  | IPDF224 |  |  | SH4 |  |  | 4 STORAGE SHELVES - STAINLESS STEEL - 110X60x180 | [6 empty] | 4
[8 empty] | IPDF225 |  |  | SH3 |  |  | 4 STORAGE SHELVES - STAINLESS STEEL - 100X60x180 | [6 empty] | 2
[11 empty] | SH4 |  |  | 4 STORAGE SHELVES - STAINLESS STEEL - 110X60x180 | [6 empty] | 2
ROOM TO ROOM BOOK Page 24 of 39
EDO STATE GOVERNMENT | [11 empty] | MAIN BUILDING STELLA OBASANJO HOSPITAL
MINISTRY OF HEALTH
Department Room Description Room No Item Code Item Description Sum of Qty
PAEDIATRIC |  |  |  | CLEAN
WARDS |  |  |  | UTILITY/STORE |  |  |  | IPDF143 |  |  | SH4 |  |  | 4 STORAGE SHELVES - STAINLESS STEEL - 110X60x180 | [7 empty] | 4
DIRTY UTILITY /
|  |  |  | SLUICE |  |  |  | IPDF175 |  |  | CU.003 |  |  | BIN - PEDAL - LARGE | [7 empty] | 1
[11 empty] | DU.007 |  |  | SLOP HOPPER | [7 empty] | 1
[11 empty] | S.99.18.35 |  |  | WASHER - BEDPAN/URINAL - FLOOR TYPE | [7 empty] | 1
[11 empty] | S.99.18.37 |  |  | TROLLEY - SOILED LINEN - EPOXY COATED - WITH COVER | [7 empty] | 1
[11 empty] | SH4 |  |  | 4 STORAGE SHELVES - STAINLESS STEEL - 110X60x180 | [7 empty] | 2
|  |  |  | NURSE STATION |  |  |  | IPDF140 |  |  | C4 |  |  | CHAIR - NURSE - MEDIUM BACK - WITH ARMS - ON CASTORS | [7 empty] | 2
[11 empty] | CB1 |  |  | CUPBOARD - GLASS TOP - LOCKABLE - 200x100x60 | [7 empty] | 1
[11 empty] | F.106.45.87 |  |  | WHEEL CHAIR - PEDIATRICS | [7 empty] | 1
[11 empty] | F.129.61.59 |  |  | CABINET - DANGEROUS DRUG COMPARTMENT | [7 empty] | 1
[11 empty] | F.131.16.18 |  |  | DRESSING TROLLEY - STANDARD | [7 empty] | 2
[11 empty] | M.109.15.29 |  |  | PATIENT WARMER | [7 empty] | 2
[11 empty] | M.122.31.02 |  |  | LARYNGOSCOPE - MACINTOSH - CURVED - ALL SIZES BLADES | [7 empty] | 1
[11 empty] | M.122.31.07 |  |  | LARYNGOSCOPE - MACINTOSH - STRAIGHT - INFANT BLADES | [7 empty] | 1
[11 empty] | M.147.03.96 |  |  | ANEROID SPHYGMO - ON CASTORS - PEDIATRIC CUFF | [7 empty] | 2
[11 empty] | M.166.52.42 |  |  | VITALS MONITOR ON CASTORS - DETACHABLE | [7 empty] | 1
[11 empty] | M.167.25.35 |  |  | TRANSPORT & EMERGENCY MONITOR | [7 empty] | 2
[11 empty] | M.174.73.38 |  |  | EMERGENCY TROLLEY - CRASH CART | [7 empty] | 1
[11 empty] | M.177.82.56 |  |  | DEFIBRILLATOR - UNMONITORED - PEDIATRIC PADDLES | [7 empty] | 1
[11 empty] | M.180.64.65 |  |  | GLUCOMETER - HAND HELD - QUICK TEST | [7 empty] | 2
[11 empty] | M.84.94.80 |  |  | STETHOSCOPE - NURSE - PEDIATRIC | [7 empty] | 3
[11 empty] | PCD |  |  | PC DESKTOP 15" MONITOR ALL IN ONE WITH UPS 500 VA | [7 empty] | 2
[11 empty] | PRTR |  |  | PRINTER DESKTOP OFFICEJET A4 | [7 empty] | 1
[11 empty] | RC1 |  |  | COUNTER - RECEPTION - TO DESIGN | [7 empty] | 1
[11 empty] | S.99.18.40 |  |  | RECORD HOLDER TROLLEY - 2 LARGE Drawer - ABS | [7 empty] | 1
PATIENT ROOM - 1
|  |  |  | BED |  |  |  | IPDF136 |  |  | C6 |  |  | CHAIR - ATTENDANT - WITHOUT ARM RESTS - ON CASTORS | [7 empty] | 1
[11 empty] | CK |  |  | CLOCK - WALL - ANALOGUE | [7 empty] | 1
[11 empty] | F.34.15.31 |  |  | BED - PEDIATRIC - 2 SECTION - MANUAL - ON CASTORS WITH MATTRESS | [7 empty] | 1
[11 empty] | F.40.75.99 |  |  | BED SIDE TABLE | [7 empty] | 1
[11 empty] | F.43.66.82 |  |  | OVERBED TABLE | [7 empty] | 1
[11 empty] | PB |  |  | BIN - PEDAL - STAINLESS STEEL | [7 empty] | 1
[11 empty] | TV |  |  | TV 40" - LED - WALL MOUNTED - WITH SUPPORT | [7 empty] | 1
[11 empty] | WR2 |  |  | WARDROBE - PATIENT - 1 COMPARTMENT | [7 empty] | 1
PATIENT ROOM - 2
|  |  |  | BEDS |  |  |  | IPDF134 |  |  | C6 |  |  | CHAIR - ATTENDANT - WITHOUT ARM RESTS - ON CASTORS | [7 empty] | 2
[11 empty] | CK |  |  | CLOCK - WALL - ANALOGUE | [7 empty] | 1
[11 empty] | F.34.15.31 |  |  | BED - PEDIATRIC - 2 SECTION - MANUAL - ON CASTORS WITH MATTRESS | [7 empty] | 2
[11 empty] | F.40.75.99 |  |  | BED SIDE TABLE | [7 empty] | 2
[11 empty] | F.43.66.82 |  |  | OVERBED TABLE | [7 empty] | 2
[11 empty] | PB |  |  | BIN - PEDAL - STAINLESS STEEL | [7 empty] | 2
[11 empty] | TV |  |  | TV 40" - LED - WALL MOUNTED - WITH SUPPORT | [7 empty] | 1
[11 empty] | WR3 |  |  | WARDROBE - PATIENT - 2 COMPARTMENT | [7 empty] | 1
[8 empty] | IPDF139 |  |  | C6 |  |  | CHAIR - ATTENDANT - WITHOUT ARM RESTS - ON CASTORS | [7 empty] | 2
[11 empty] | CK |  |  | CLOCK - WALL - ANALOGUE | [7 empty] | 1
[11 empty] | F.34.15.31 |  |  | BED - PEDIATRIC - 2 SECTION - MANUAL - ON CASTORS WITH MATTRESS | [7 empty] | 2
[11 empty] | F.40.75.99 |  |  | BED SIDE TABLE | [7 empty] | 2
[11 empty] | F.43.66.82 |  |  | OVERBED TABLE | [7 empty] | 2
[11 empty] | PB |  |  | BIN - PEDAL - STAINLESS STEEL | [7 empty] | 2
[11 empty] | TV |  |  | TV 40" - LED - WALL MOUNTED - WITH SUPPORT | [7 empty] | 1
[11 empty] | WR3 |  |  | WARDROBE - PATIENT - 2 COMPARTMENT | [7 empty] | 1
[8 empty] | IPDF141 |  |  | C6 |  |  | CHAIR - ATTENDANT - WITHOUT ARM RESTS - ON CASTORS | [7 empty] | 2
[11 empty] | CK |  |  | CLOCK - WALL - ANALOGUE | [7 empty] | 1
[11 empty] | F.34.15.31 |  |  | BED - PEDIATRIC - 2 SECTION - MANUAL - ON CASTORS WITH MATTRESS | [7 empty] | 2
[11 empty] | F.40.75.99 |  |  | BED SIDE TABLE | [7 empty] | 2
[11 empty] | F.43.66.82 |  |  | OVERBED TABLE | [7 empty] | 2
[11 empty] | PB |  |  | BIN - PEDAL - STAINLESS STEEL | [7 empty] | 2
[11 empty] | TV |  |  | TV 40" - LED - WALL MOUNTED - WITH SUPPORT | [7 empty] | 1
[11 empty] | WR3 |  |  | WARDROBE - PATIENT - 2 COMPARTMENT | [7 empty] | 1
PATIENT ROOM - 3
|  |  |  | BEDS |  |  |  | IPDF145 |  |  | C6 |  |  | CHAIR - ATTENDANT - WITHOUT ARM RESTS - ON CASTORS | [7 empty] | 3
[11 empty] | CK |  |  | CLOCK - WALL - ANALOGUE | [7 empty] | 1
[11 empty] | F.34.15.31 |  |  | BED - PEDIATRIC - 2 SECTION - MANUAL - ON CASTORS WITH MATTRESS | [7 empty] | 3
[11 empty] | F.40.75.99 |  |  | BED SIDE TABLE | [7 empty] | 3
[11 empty] | F.43.66.82 |  |  | OVERBED TABLE | [7 empty] | 3
[11 empty] | PB |  |  | BIN - PEDAL - STAINLESS STEEL | [7 empty] | 3
[11 empty] | TV |  |  | TV 40" - LED - WALL MOUNTED - WITH SUPPORT | [7 empty] | 1
[11 empty] | WR1 |  |  | WARDROBE - PATIENT - 4 COMPARTMENT | [7 empty] | 1
[8 empty] | IPDF146 |  |  | C6 |  |  | CHAIR - ATTENDANT - WITHOUT ARM RESTS - ON CASTORS | [7 empty] | 3
[11 empty] | CK |  |  | CLOCK - WALL - ANALOGUE | [7 empty] | 1
[11 empty] | F.34.15.31 |  |  | BED - PEDIATRIC - 2 SECTION - MANUAL - ON CASTORS WITH MATTRESS | [7 empty] | 3
[11 empty] | F.40.75.99 |  |  | BED SIDE TABLE | [7 empty] | 3
[11 empty] | F.43.66.82 |  |  | OVERBED TABLE | [7 empty] | 3
[11 empty] | PB |  |  | BIN - PEDAL - STAINLESS STEEL | [7 empty] | 3
[11 empty] | TV |  |  | TV 40" - LED - WALL MOUNTED - WITH SUPPORT | [7 empty] | 1
[11 empty] | WR1 |  |  | WARDROBE - PATIENT - 4 COMPARTMENT | [7 empty] | 1
[8 empty] | IPDF149 |  |  | C6 |  |  | CHAIR - ATTENDANT - WITHOUT ARM RESTS - ON CASTORS | [7 empty] | 3
[11 empty] | CK |  |  | CLOCK - WALL - ANALOGUE | [7 empty] | 1
[11 empty] | F.34.15.31 |  |  | BED - PEDIATRIC - 2 SECTION - MANUAL - ON CASTORS WITH MATTRESS | [7 empty] | 3
[11 empty] | F.40.75.99 |  |  | BED SIDE TABLE | [7 empty] | 3
[11 empty] | F.43.66.82 |  |  | OVERBED TABLE | [7 empty] | 3
[11 empty] | PB |  |  | BIN - PEDAL - STAINLESS STEEL | [7 empty] | 3
[11 empty] | TV |  |  | TV 40" - LED - WALL MOUNTED - WITH SUPPORT | [7 empty] | 1
[11 empty] | WR1 |  |  | WARDROBE - PATIENT - 4 COMPARTMENT | [7 empty] | 1
[8 empty] | IPDF150 |  |  | C6 |  |  | CHAIR - ATTENDANT - WITHOUT ARM RESTS - ON CASTORS | [7 empty] | 3
[11 empty] | CK |  |  | CLOCK - WALL - ANALOGUE | [7 empty] | 1
[11 empty] | F.34.15.31 |  |  | BED - PEDIATRIC - 2 SECTION - MANUAL - ON CASTORS WITH MATTRESS | [7 empty] | 3
[11 empty] | F.40.75.99 |  |  | BED SIDE TABLE | [7 empty] | 3
[11 empty] | F.43.66.82 |  |  | OVERBED TABLE | [7 empty] | 3
[11 empty] | PB |  |  | BIN - PEDAL - STAINLESS STEEL | [7 empty] | 3
[11 empty] | TV |  |  | TV 40" - LED - WALL MOUNTED - WITH SUPPORT | [7 empty] | 1
[11 empty] | WR1 |  |  | WARDROBE - PATIENT - 4 COMPARTMENT | [7 empty] | 1
[8 empty] | IPDF153 |  |  | C6 |  |  | CHAIR - ATTENDANT - WITHOUT ARM RESTS - ON CASTORS | [7 empty] | 3
[11 empty] | CK |  |  | CLOCK - WALL - ANALOGUE | [7 empty] | 1
[11 empty] | F.34.15.31 |  |  | BED - PEDIATRIC - 2 SECTION - MANUAL - ON CASTORS WITH MATTRESS | [7 empty] | 3
[11 empty] | F.40.75.99 |  |  | BED SIDE TABLE | [7 empty] | 3
[11 empty] | F.43.66.82 |  |  | OVERBED TABLE | [7 empty] | 3
[11 empty] | PB |  |  | BIN - PEDAL - STAINLESS STEEL | [7 empty] | 3
[11 empty] | TV |  |  | TV 40" - LED - WALL MOUNTED - WITH SUPPORT | [7 empty] | 1
[11 empty] | WR1 |  |  | WARDROBE - PATIENT - 4 COMPARTMENT | [7 empty] | 1
[8 empty] | IPDF178 |  |  | C6 |  |  | CHAIR - ATTENDANT - WITHOUT ARM RESTS - ON CASTORS | [7 empty] | 3
[11 empty] | CK |  |  | CLOCK - WALL - ANALOGUE | [7 empty] | 1
[11 empty] | F.34.15.31 |  |  | BED - PEDIATRIC - 2 SECTION - MANUAL - ON CASTORS WITH MATTRESS | [7 empty] | 3
[11 empty] | F.40.75.99 |  |  | BED SIDE TABLE | [7 empty] | 3
[11 empty] | F.43.66.82 |  |  | OVERBED TABLE | [7 empty] | 3
ROOM TO ROOM BOOK Page 25 of 39
EDO STATE GOVERNMENT | [11 empty] | MAIN BUILDING STELLA OBASANJO HOSPITAL
MINISTRY OF HEALTH
Department |  |  |  |  | Room Description |  | Room No |  |  |  | Item Code |  |  | Item Description |  |  |  | Sum of Qty
PAEDIATRIC WARDS |  |  |  |  | PATIENT ROOM - 3 |  | IPDF178 |  |  |  | PB |  |  | BIN - PEDAL - STAINLESS STEEL |  |  |  | 3
[11 empty] | TV |  |  | TV 40" - LED - WALL MOUNTED - WITH SUPPORT |  |  |  | 1
[11 empty] | WR1 |  |  | WARDROBE - PATIENT - 4 COMPARTMENT |  |  |  | 1
ROOM TO ROOM BOOK Page 26 of 39
EDO STATE GOVERNMENT | [11 empty] | MAIN BUILDING STELLA OBASANJO HOSPITAL
MINISTRY OF HEALTH
Department Room Description Room No Item Code Item Description | [17 empty] | Sum of Qty
INTERNAL
PHARMACY |  |  |  |  | PHARMACY |  | IPDG04 |  |  |  | C2 |  |  | CHAIR - STAFF - LOW BACK - WITH ARMS - ON CASTORS |  |  |  | 2
[11 empty] | CB1 |  |  | CUPBOARD - GLASS TOP - LOCKABLE - 200x100x60 |  |  |  | 1
[11 empty] | F.129.61.59 |  |  | CABINET - DANGEROUS DRUG COMPARTMENT |  |  |  | 3
[11 empty] | GC |  |  | GLASS COUNTER 60 CM DEEP AND 1.2M HIGHT - TO DESIGN |  |  |  | 1
[11 empty] | L.161.54.134 |  |  | REFRIGERATOR 500 L |  |  |  | 1
[11 empty] | L.161.54.172 |  |  | DIGITAL THERMOMETHER |  |  |  | 1
[11 empty] | L.161.54.78 |  |  | BALANCE - PRECISION |  |  |  | 1
[11 empty] | PCD |  |  | PC DESKTOP 15" MONITOR ALL IN ONE WITH UPS 500 VA |  |  |  | 1
[11 empty] | PRTR |  |  | PRINTER DESKTOP OFFICEJET A4 |  |  |  | 1
[11 empty] | SH4 |  |  | 4 STORAGE SHELVES - STAINLESS STEEL - 110X60x180 |  |  |  | 14
ROOM TO ROOM BOOK Page 27 of 39
EDO STATE GOVERNMENT | [11 empty] | MAIN BUILDING STELLA OBASANJO HOSPITAL
MINISTRY OF HEALTH
Department |  |  | Room Description |  |  |  | Room No |  |  |  | Item Code |  |  | Item Description | [9 empty] | Sum of Qty
PICU |  |  | PICU CUBICLE |  |  |  | IPDG110 |  |  |  | A.112.61.59 |  |  | ELECTRONIC TRANSPORT VENTILATOR ON BED HOOK | [9 empty] | 1
[11 empty] | A.57.60.71 |  |  | HUMIDIFIER FOR ADULT/PEDIATRIC VENTILATOR | [9 empty] | 1
[11 empty] | A.68.75.99 |  |  | VENTILATOR - PEDIATRIC/ADULT ICU | [9 empty] | 1
[11 empty] | F.39.24.47 |  |  | BED INTENSIVE CARE FULL ELECTRIC - PEDIATRIC | [9 empty] | 1
[11 empty] | M.101.45.86 |  |  | SPO2 MONITOR HANDHELD WITH PEDIATRIC PROBE | [9 empty] | 1
[11 empty] | M.109.15.29 |  |  | PATIENT WARMER | [9 empty] | 1
[11 empty] | M.120.33.63 |  |  | MONITOR - PEDIATRIC ICU | [9 empty] | 1
[11 empty] | M.122.31.05 |  |  | LARYNGOSCOPE - FIBRE OPTIC - PEDIATRIC BLADES | [9 empty] | 1
[11 empty] | M.147.03.96 |  |  | ANEROID SPHYGMO - ON CASTORS - PEDIATRIC CUFF | [9 empty] | 1
[11 empty] | M.195.22.29 |  |  | ENTERAL FEEDING PUMP | [9 empty] | 1
[11 empty] | M.88.51.53 |  |  | AUTO SYRINGE PUMP | [9 empty] | 2
[11 empty] | M.90.54.59 |  |  | INFUSION PUMP VOLUMETRIC ON CASTORS | [9 empty] | 2
[7 empty] | IPDG111 |  |  |  | A.57.60.71 |  |  | HUMIDIFIER FOR ADULT/PEDIATRIC VENTILATOR | [9 empty] | 1
[11 empty] | A.68.75.99 |  |  | VENTILATOR - PEDIATRIC/ADULT ICU | [9 empty] | 1
[11 empty] | F.39.24.47 |  |  | BED INTENSIVE CARE FULL ELECTRIC - PEDIATRIC | [9 empty] | 1
[11 empty] | M.101.45.86 |  |  | SPO2 MONITOR HANDHELD WITH PEDIATRIC PROBE | [9 empty] | 1
[11 empty] | M.109.15.29 |  |  | PATIENT WARMER | [9 empty] | 1
[11 empty] | M.120.33.63 |  |  | MONITOR - PEDIATRIC ICU | [9 empty] | 1
[11 empty] | M.122.31.05 |  |  | LARYNGOSCOPE - FIBRE OPTIC - PEDIATRIC BLADES | [9 empty] | 1
[11 empty] | M.147.03.96 |  |  | ANEROID SPHYGMO - ON CASTORS - PEDIATRIC CUFF | [9 empty] | 1
[11 empty] | M.167.25.35 |  |  | TRANSPORT & EMERGENCY MONITOR | [9 empty] | 1
[11 empty] | M.195.22.29 |  |  | ENTERAL FEEDING PUMP | [9 empty] | 1
[11 empty] | M.88.51.53 |  |  | AUTO SYRINGE PUMP | [9 empty] | 2
[11 empty] | M.90.54.59 |  |  | INFUSION PUMP VOLUMETRIC ON CASTORS | [9 empty] | 2
[7 empty] | IPDG112 |  |  |  | A.57.60.71 |  |  | HUMIDIFIER FOR ADULT/PEDIATRIC VENTILATOR | [9 empty] | 1
[11 empty] | A.68.75.99 |  |  | VENTILATOR - PEDIATRIC/ADULT ICU | [9 empty] | 1
[11 empty] | F.39.24.47 |  |  | BED INTENSIVE CARE FULL ELECTRIC - PEDIATRIC | [9 empty] | 1
[11 empty] | M.101.45.86 |  |  | SPO2 MONITOR HANDHELD WITH PEDIATRIC PROBE | [9 empty] | 1
[11 empty] | M.109.15.29 |  |  | PATIENT WARMER | [9 empty] | 1
[11 empty] | M.120.33.63 |  |  | MONITOR - PEDIATRIC ICU | [9 empty] | 1
[11 empty] | M.122.31.05 |  |  | LARYNGOSCOPE - FIBRE OPTIC - PEDIATRIC BLADES | [9 empty] | 1
[11 empty] | M.147.03.96 |  |  | ANEROID SPHYGMO - ON CASTORS - PEDIATRIC CUFF | [9 empty] | 1
[11 empty] | M.167.25.35 |  |  | TRANSPORT & EMERGENCY MONITOR | [9 empty] | 1
[11 empty] | M.195.22.29 |  |  | ENTERAL FEEDING PUMP | [9 empty] | 1
[11 empty] | M.88.51.53 |  |  | AUTO SYRINGE PUMP | [9 empty] | 2
[11 empty] | M.90.54.59 |  |  | INFUSION PUMP VOLUMETRIC ON CASTORS | [9 empty] | 2
[7 empty] | IPDG114 |  |  |  | A.112.61.59 |  |  | ELECTRONIC TRANSPORT VENTILATOR ON BED HOOK | [9 empty] | 1
[11 empty] | A.57.60.71 |  |  | HUMIDIFIER FOR ADULT/PEDIATRIC VENTILATOR | [9 empty] | 1
[11 empty] | A.68.75.99 |  |  | VENTILATOR - PEDIATRIC/ADULT ICU | [9 empty] | 1
[11 empty] | F.39.24.47 |  |  | BED INTENSIVE CARE FULL ELECTRIC - PEDIATRIC | [9 empty] | 1
[11 empty] | M.101.45.86 |  |  | SPO2 MONITOR HANDHELD WITH PEDIATRIC PROBE | [9 empty] | 1
[11 empty] | M.109.15.29 |  |  | PATIENT WARMER | [9 empty] | 1
[11 empty] | M.120.33.63 |  |  | MONITOR - PEDIATRIC ICU | [9 empty] | 1
[11 empty] | M.122.31.05 |  |  | LARYNGOSCOPE - FIBRE OPTIC - PEDIATRIC BLADES | [9 empty] | 1
[11 empty] | M.147.03.96 |  |  | ANEROID SPHYGMO - ON CASTORS - PEDIATRIC CUFF | [9 empty] | 1
[11 empty] | M.167.25.35 |  |  | TRANSPORT & EMERGENCY MONITOR | [9 empty] | 1
[11 empty] | M.195.22.29 |  |  | ENTERAL FEEDING PUMP | [9 empty] | 1
[11 empty] | M.88.51.53 |  |  | AUTO SYRINGE PUMP | [9 empty] | 2
[11 empty] | M.90.54.59 |  |  | INFUSION PUMP VOLUMETRIC ON CASTORS | [9 empty] | 2
PICU NURSE
|  |  | STATION |  |  |  | IPDG115 |  |  |  | C4 |  |  | CHAIR - NURSE - MEDIUM BACK - WITH ARMS - ON CASTORS | [9 empty] | 2
[11 empty] | CB1 |  |  | CUPBOARD - GLASS TOP - LOCKABLE - 200x100x60 | [9 empty] | 1
[11 empty] | F.106.45.87 |  |  | WHEEL CHAIR - PEDIATRICS | [9 empty] | 3
[11 empty] | F.129.61.59 |  |  | CABINET - DANGEROUS DRUG COMPARTMENT | [9 empty] | 2
[11 empty] | M.120.33.63 |  |  | MONITOR - PEDIATRIC ICU | [9 empty] | 1
[11 empty] | M.177.31.02 |  |  | DEFIBRILLATOR - PEDIATRIC PADDLES WITH MONITORING AND PACE | [9 empty] | 1
[11 empty] | M.180.64.65 |  |  | GLUCOMETER - HAND HELD - QUICK TEST | [9 empty] | 2
[11 empty] | M.72.51.53 |  |  | CENTRAL STATION - PICU TO BE CONNECTED TO NICU AND PED ICU MONITORS ICU | [9 empty] | 1
[11 empty] | M.84.94.80 |  |  | STETHOSCOPE - NURSE - PEDIATRIC | [9 empty] | 2
[11 empty] | PCD |  |  | PC DESKTOP 15" MONITOR ALL IN ONE WITH UPS 500 VA | [9 empty] | 2
[11 empty] | PRTR |  |  | PRINTER DESKTOP OFFICEJET A4 | [9 empty] | 1
[11 empty] | RC1 |  |  | COUNTER - RECEPTION - TO DESIGN | [9 empty] | 1
[11 empty] | S.99.18.40 |  |  | RECORD HOLDER TROLLEY - 2 LARGE Drawer - ABS | [9 empty] | 1
ROOM TO ROOM BOOK Page 28 of 39
EDO STATE GOVERNMENT | [11 empty] | MAIN BUILDING STELLA OBASANJO HOSPITAL
MINISTRY OF HEALTH
Department |  |  | Room Description |  |  |  | Room No |  |  |  | Item Code |  |  | Item Description | [12 empty] | Sum of Qty
RADIOLOGY |  |  | CHANGING |  |  |  | IPDG47 |  |  |  | LK |  |  | LOCKER - 40CMX60CMX180CM - 2 DOORS - METAL | [12 empty] | 3
[7 empty] | IPDG48 |  |  |  | LK |  |  | LOCKER - 40CMX60CMX180CM - 2 DOORS - METAL | [12 empty] | 3
|  |  | CONTROL XRAY |  |  |  | IPDG65 |  |  |  | C2 |  |  | CHAIR - STAFF - LOW BACK - WITH ARMS - ON CASTORS | [12 empty] | 2
[11 empty] | CK |  |  | CLOCK - WALL - ANALOGUE | [12 empty] | 1
[11 empty] | PB |  |  | BIN - PEDAL - STAINLESS STEEL | [12 empty] | 1
[11 empty] | T3 |  |  | TABLE - 5 FT - WITH DRAWER | [12 empty] | 1
|  |  | CT CONTROL |  |  |  | IPDG44 |  |  |  | C2 |  |  | CHAIR - STAFF - LOW BACK - WITH ARMS - ON CASTORS | [12 empty] | 2
[11 empty] | CK |  |  | CLOCK - WALL - ANALOGUE | [12 empty] | 1
[11 empty] | PB |  |  | BIN - PEDAL - STAINLESS STEEL | [12 empty] | 1
[11 empty] | T3 |  |  | TABLE - 5 FT - WITH DRAWER | [12 empty] | 1
|  |  | CT SCAN |  |  |  | IPDG46 |  |  |  | CB1 |  |  | CUPBOARD - GLASS TOP - LOCKABLE - 200x100x60 | [12 empty] | 1
[11 empty] | F.84.73.38 |  |  | POLE - IV ON CASTORS 4 HOOK STAINLESS STEEL | [12 empty] | 1
[11 empty] | R.100.73.38 |  |  | CT 64/128 SLICE | [12 empty] | 1
[11 empty] | R.168.33.63 |  |  | APRON - LEAD - 500MM LENGTH | [12 empty] | 2
[11 empty] | R.65.16.18 |  |  | HANGER - LEAD APRON - DOUBLE | [12 empty] | 1
|  |  | FLUORO XRAY |  |  |  | IPDG64 |  |  |  | C2 |  |  | CHAIR - STAFF - LOW BACK - WITH ARMS - ON CASTORS | [12 empty] | 1
[7 empty] | IPDG65 |  |  |  | R.168.33.63 |  |  | APRON - LEAD - 500MM LENGTH | [12 empty] | 2
[7 empty] | IPDG66 |  |  |  | R.198.89.11 |  |  | DIRECT DIGITAL X-RAY RADIOGRAPHY AND FLUOROSCOPY | [12 empty] | 1
GENERAL
ULTRASOUND &
OFFICE | [6 empty] | IPDG59 |  |  |  | C2 |  |  | CHAIR - STAFF - LOW BACK - WITH ARMS - ON CASTORS | [12 empty] | 1
[11 empty] | CB1 |  |  | CUPBOARD - GLASS TOP - LOCKABLE - 200x100x60 | [12 empty] | 1
[11 empty] | CK |  |  | CLOCK - WALL - ANALOGUE | [12 empty] | 1
[11 empty] | F.46.27.52 |  |  | CLASSIC EXAMINATION COUCH | [12 empty] | 1
[11 empty] | FS |  |  | STEP - FOOT | [12 empty] | 1
[11 empty] | K.155.55.03 |  |  | ULTRA SLIM LIGHT BOX 41X36 CM | [12 empty] | 1
[11 empty] | PB |  |  | BIN - PEDAL - STAINLESS STEEL | [12 empty] | 1
[11 empty] | PCD |  |  | PC DESKTOP 15" MONITOR ALL IN ONE WITH UPS 500 VA | [12 empty] | 1
[11 empty] | PRTR |  |  | PRINTER DESKTOP OFFICEJET A4 | [12 empty] | 1
[11 empty] | R.168.18.34 |  |  | GENERAL ULTRASOUND UNIT 3 PROBE WITH PRINTER | [12 empty] | 1
[11 empty] | STL |  |  | STOOL - DOCTOR LOW | [12 empty] | 1
[11 empty] | T3 |  |  | TABLE - 5 FT - WITH DRAWER | [12 empty] | 1
[7 empty] | IPDG60 |  |  |  | C2 |  |  | CHAIR - STAFF - LOW BACK - WITH ARMS - ON CASTORS | [12 empty] | 1
[11 empty] | CB1 |  |  | CUPBOARD - GLASS TOP - LOCKABLE - 200x100x60 | [12 empty] | 1
[11 empty] | CK |  |  | CLOCK - WALL - ANALOGUE | [12 empty] | 1
[11 empty] | F.46.27.52 |  |  | CLASSIC EXAMINATION COUCH | [12 empty] | 1
[11 empty] | FS |  |  | STEP - FOOT | [12 empty] | 1
[11 empty] | K.155.55.03 |  |  | ULTRA SLIM LIGHT BOX 41X36 CM | [12 empty] | 1
[11 empty] | PB |  |  | BIN - PEDAL - STAINLESS STEEL | [12 empty] | 1
[11 empty] | PCD |  |  | PC DESKTOP 15" MONITOR ALL IN ONE WITH UPS 500 VA | [12 empty] | 1
[11 empty] | PRTR |  |  | PRINTER DESKTOP OFFICEJET A4 | [12 empty] | 1
[11 empty] | R.168.18.34 |  |  | GENERAL ULTRASOUND UNIT 3 PROBE WITH PRINTER | [12 empty] | 1
[11 empty] | STL |  |  | STOOL - DOCTOR LOW | [12 empty] | 1
[11 empty] | T3 |  |  | TABLE - 5 FT - WITH DRAWER | [12 empty] | 1
MAMMOGRAPHY | [6 empty] | IPDG61 |  |  |  | CK |  |  | CLOCK - WALL - ANALOGUE | [12 empty] | 1
[11 empty] | PB |  |  | BIN - PEDAL - STAINLESS STEEL | [12 empty] | 1
[11 empty] | R.190.30.57 |  |  | DIGITAL MAMMOGRAPHY UNIT WITH SHIELDED CONSOLE | [12 empty] | 1
MRI CONTROL | [6 empty] | IPDG51 |  |  |  | C2 |  |  | CHAIR - STAFF - LOW BACK - WITH ARMS - ON CASTORS | [12 empty] | 4
[11 empty] | CK |  |  | CLOCK - WALL - ANALOGUE | [12 empty] | 1
[11 empty] | PB |  |  | BIN - PEDAL - STAINLESS STEEL | [12 empty] | 1
[11 empty] | T3 |  |  | TABLE - 5 FT - WITH DRAWER | [12 empty] | 2
MRI SCAN SUITE | [6 empty] | IPDG53 |  |  |  | A.52.06.11 |  |  | ANESTHESIA MACHINE - SIMPLE - MRI COMPATIBLE | [12 empty] | 1
[11 empty] | F.106.45.88 |  |  | WHEEL CHAIR - MRI COMPATIBLE | [12 empty] | 1
[11 empty] | F.118.09.62 |  |  | TROLLEY - PATIENT TRANSPORT - MRI COMPATIBLE - PADDED - ON CASTORS | [12 empty] | 1
[11 empty] | F.132.19.26 |  |  | TABLE - MAYO - MRI COMPATIBLE | [12 empty] | 1
[11 empty] | M.194.86.05 |  |  | MONITOR - PATIENT - VITALS - MRI COMPATIBLE | [12 empty] | 1
[11 empty] | R.129.49.81 |  |  | MRI - 1.5T - SUPER CONDUCTIVE - HELIUM COOLED - WITH R/F CAGE AND SET OF COILS | [12 empty] | 1
RADIOLOGIST
OFFICE | [6 empty] | IPDG63 |  |  |  | C2 |  |  | CHAIR - STAFF - LOW BACK - WITH ARMS - ON CASTORS | [12 empty] | 1
[11 empty] | C3 |  |  | CHAIR - VISITOR - LOW BACK - WITH ARMS | [12 empty] | 2
[11 empty] | CB1 |  |  | CUPBOARD - GLASS TOP - LOCKABLE - 200x100x60 | [12 empty] | 1
[11 empty] | CK |  |  | CLOCK - WALL - ANALOGUE | [12 empty] | 1
[11 empty] | K.151.27.52 |  |  | ULTRA SLIM LIGHT BOX DOUBLE FILM | [12 empty] | 1
[11 empty] | PB |  |  | BIN - PEDAL - STAINLESS STEEL | [12 empty] | 1
[11 empty] | PCD |  |  | PC DESKTOP 15" MONITOR ALL IN ONE WITH UPS 500 VA | [12 empty] | 1
[11 empty] | PRTR |  |  | PRINTER DESKTOP OFFICEJET A4 | [12 empty] | 1
[11 empty] | T3 |  |  | TABLE - 5 FT - WITH DRAWER | [12 empty] | 1
RECEPTION AND
WAITING
[11 empty] | CH3 |  |  | CHAIR - 3 SEATER - WAITING - METAL - PADDED SEAT & BACK | [12 empty] | 8
[11 empty] | CK |  |  | CLOCK - WALL - ANALOGUE | [12 empty] | 1
[11 empty] | FC |  |  | CABINET - FILING - 4 DRAW - METAL - LOCKABLE | [12 empty] | 2
[11 empty] | PB |  |  | BIN - PEDAL - STAINLESS STEEL | [12 empty] | 2
[11 empty] | PCD |  |  | PC DESKTOP 15" MONITOR ALL IN ONE WITH UPS 500 VA | [12 empty] | 2
[11 empty] | PRTS |  |  | PRINTER NETWORK BASED LASER B/W | [12 empty] | 1
[11 empty] | RC1 |  |  | COUNTER - RECEPTION - TO DESIGN | [12 empty] | 1
REPORTING | [6 empty] | IPDG62 |  |  |  | C2 |  |  | CHAIR - STAFF - LOW BACK - WITH ARMS - ON CASTORS | [12 empty] | 3
[11 empty] | CK |  |  | CLOCK - WALL - ANALOGUE | [12 empty] | 1
[11 empty] | K.151.27.52 |  |  | ULTRA SLIM LIGHT BOX DOUBLE FILM | [12 empty] | 3
[11 empty] | PB |  |  | BIN - PEDAL - STAINLESS STEEL | [12 empty] | 1
[11 empty] | PRTS |  |  | PRINTER NETWORK BASED LASER B/W | [12 empty] | 1
[11 empty] | R.108.39.75 |  |  | FILM PRINTER MULTI FORMAT FOR RADIOLOGY DEPARTMENT | [12 empty] | 1
[11 empty] | R.88.76.43 |  |  | REPORTING STATION (WITH THE DESIRED 3-WORKSTATIONS ACCORDING TO STATED SPECIIFCATION) | [12 empty] | 1
[11 empty] | T3 |  |  | TABLE - 5 FT - WITH DRAWER | [12 empty] | 3
STAFF LOUNGE | [6 empty] | IPDG64 |  |  |  | APP.000 |  |  | KETTLE | [12 empty] | 1
[11 empty] | APP.001 |  |  | WATER DISPENSER | [12 empty] | 1
[11 empty] | APP.005 |  |  | FRIDGE - SMALL | [12 empty] | 1
[11 empty] | APP.012 |  |  | MICROWAVE SMALL | [12 empty] | 1
[11 empty] | PB |  |  | BIN - PEDAL - STAINLESS STEEL | [12 empty] | 1
[11 empty] | SF2 |  |  | SOFA - DOUBLE SEAT | [12 empty] | 1
[11 empty] | T5 |  |  | TABLE - COFFEE - SIDE - 450X450 | [12 empty] | 1
[11 empty] | TV |  |  | TV 40" - LED - WALL MOUNTED - WITH SUPPORT | [12 empty] | 1
RADIOGRAPHY IPDG42 C2 CHAIR - STAFF - LOW BACK - WITH ARMS - ON CASTORS 2
ROOM TO ROOM BOOK Page 29 of 39
EDO STATE GOVERNMENT | [11 empty] | MAIN BUILDING STELLA OBASANJO HOSPITAL
MINISTRY OF HEALTH
Department Room Description Room No Item Code Item Description | [21 empty] | Sum of Qty
CENTRAL
SERVICES |  |  |  |  | MEDICAL GASES |  |  | IPDG199 |  |  | MGP |  | MEDICAL GAS PLANT | [8 empty] | 1
[5 empty] | KITCHEN |  |  | IPDG117 |  |  | KTI |  | INDUSTRIAL KITCHEN EQUIPMENT THAT FIT THE DESIGN | [8 empty] | 1
[5 empty] | LAUNDRY |  |  | IPDF155 |  |  | LAU |  | LAUNDRY EQUIPMENT INCLUDING 2 WASHERS AND 2 DRYERS AND ACCESSORIES | [8 empty] | 1
[5 empty] | MAINTENANCE |  |  | IPDG118 |  |  | BTS |  | TOOLS SET - MAINTENANCE | [8 empty] | 1
[11 empty] | C2 |  | CHAIR - STAFF - LOW BACK - WITH ARMS - ON CASTORS | [8 empty] | 1
[11 empty] | C3 |  | CHAIR - VISITOR - LOW BACK - WITH ARMS | [8 empty] | 1
[11 empty] | CK |  | CLOCK - WALL - ANALOGUE | [8 empty] | 1
[11 empty] | FC |  | CABINET - FILING - 4 DRAW - METAL - LOCKABLE | [8 empty] | 2
[11 empty] | PB |  | BIN - PEDAL - STAINLESS STEEL | [8 empty] | 2
[11 empty] | PCD |  | PC DESKTOP 15" MONITOR ALL IN ONE WITH UPS 500 VA | [8 empty] | 1
[11 empty] | PRTR |  | PRINTER DESKTOP OFFICEJET A4 | [8 empty] | 1
[11 empty] | SH4 |  | 4 STORAGE SHELVES - STAINLESS STEEL - 110X60x180 | [8 empty] | 2
[11 empty] | T3 |  | TABLE - 5 FT - WITH DRAWER | [8 empty] | 1
[11 empty] | WT1 |  | WORKTOP - LIMINATED WOOD - ICL CUPBOARDS AND SINK | [8 empty] | 1
[5 empty] | UPS |  |  | IPDG200 |  |  | UPS.16 |  | UNINTERRUPTED POWER SYSTEM (UPS) - 16 KVA WITH BATTERY | [8 empty] | 1
ROOM TO ROOM BOOK Page 30 of 39
EDO STATE GOVERNMENT | [11 empty] | MAIN BUILDING STELLA OBASANJO HOSPITAL
MINISTRY OF HEALTH
Department |  |  |  | Room Description |  |  |  | Room No |  |  | Item Code |  |  | Item Description | [6 empty] | Sum of Qty
SPECIAL CASES |  |  |  | NURSE STATION |  |  |  | IPDF65 |  |  | C4 |  |  | CHAIR - NURSE - MEDIUM BACK - WITH ARMS - ON CASTORS | [6 empty] | 2
[11 empty] | CB1 |  |  | CUPBOARD - GLASS TOP - LOCKABLE - 200x100x60 | [6 empty] | 1
[11 empty] | F.106.45.86 |  |  | WHEEL CHAIR | [6 empty] | 1
[11 empty] | F.129.61.59 |  |  | CABINET - DANGEROUS DRUG COMPARTMENT | [6 empty] | 1
[11 empty] | F.131.16.18 |  |  | DRESSING TROLLEY - STANDARD | [6 empty] | 2
[11 empty] | M.109.15.29 |  |  | PATIENT WARMER | [6 empty] | 2
[11 empty] | M.122.31.02 |  |  | LARYNGOSCOPE - MACINTOSH - CURVED - ALL SIZES BLADES | [6 empty] | 2
[11 empty] | M.147.03.95 |  |  | ANEROID SPHYGMO - ON CASTORS | [6 empty] | 2
[11 empty] | M.166.52.42 |  |  | VITALS MONITOR ON CASTORS - DETACHABLE | [6 empty] | 2
[11 empty] | M.167.25.35 |  |  | TRANSPORT & EMERGENCY MONITOR | [6 empty] | 3
[11 empty] | M.174.73.38 |  |  | EMERGENCY TROLLEY - CRASH CART | [6 empty] | 1
[11 empty] | M.177.82.55 |  |  | DEFIBRILLATOR - UNMONITORED | [6 empty] | 1
[11 empty] | M.180.64.65 |  |  | GLUCOMETER - HAND HELD - QUICK TEST | [6 empty] | 2
[11 empty] | M.84.94.78 |  |  | STETHOSCOPE - NURSE - ADULT | [6 empty] | 3
[11 empty] | PCD |  |  | PC DESKTOP 15" MONITOR ALL IN ONE WITH UPS 500 VA | [6 empty] | 2
[11 empty] | PRTR |  |  | PRINTER DESKTOP OFFICEJET A4 | [6 empty] | 1
[11 empty] | RC1 |  |  | COUNTER - RECEPTION - TO DESIGN | [6 empty] | 1
[11 empty] | S.99.18.40 |  |  | RECORD HOLDER TROLLEY - 2 LARGE Drawer - ABS | [6 empty] | 1
PATIENT ROOM - 2
|  |  |  | BEDS |  |  |  | IPDF61 |  |  | C6 |  |  | CHAIR - ATTENDANT - WITHOUT ARM RESTS - ON CASTORS | [6 empty] | 2
[11 empty] | CK |  |  | CLOCK - WALL - ANALOGUE | [6 empty] | 1
[11 empty] | F.38.72.93 |  |  | BED 3 SECTION ELECTRIC - FIXED HEIGHT - ON CASTORS | [6 empty] | 2
[11 empty] | F.40.75.99 |  |  | BED SIDE TABLE | [6 empty] | 2
[11 empty] | F.43.66.82 |  |  | OVERBED TABLE | [6 empty] | 2
[11 empty] | PB |  |  | BIN - PEDAL - STAINLESS STEEL | [6 empty] | 2
[11 empty] | TV |  |  | TV 40" - LED - WALL MOUNTED - WITH SUPPORT | [6 empty] | 1
[11 empty] | WR3 |  |  | WARDROBE - PATIENT - 2 COMPARTMENT | [6 empty] | 1
[8 empty] | IPDF63 |  |  | C6 |  |  | CHAIR - ATTENDANT - WITHOUT ARM RESTS - ON CASTORS | [6 empty] | 2
[11 empty] | CK |  |  | CLOCK - WALL - ANALOGUE | [6 empty] | 1
[11 empty] | F.38.72.93 |  |  | BED 3 SECTION ELECTRIC - FIXED HEIGHT - ON CASTORS | [6 empty] | 2
[11 empty] | F.40.75.99 |  |  | BED SIDE TABLE | [6 empty] | 2
[11 empty] | F.43.66.82 |  |  | OVERBED TABLE | [6 empty] | 2
[11 empty] | PB |  |  | BIN - PEDAL - STAINLESS STEEL | [6 empty] | 2
[11 empty] | TV |  |  | TV 40" - LED - WALL MOUNTED - WITH SUPPORT | [6 empty] | 1
[11 empty] | WR3 |  |  | WARDROBE - PATIENT - 2 COMPARTMENT | [6 empty] | 1
[8 empty] | IPDF66 |  |  | C6 |  |  | CHAIR - ATTENDANT - WITHOUT ARM RESTS - ON CASTORS | [6 empty] | 2
[11 empty] | CK |  |  | CLOCK - WALL - ANALOGUE | [6 empty] | 1
[11 empty] | F.38.72.93 |  |  | BED 3 SECTION ELECTRIC - FIXED HEIGHT - ON CASTORS | [6 empty] | 2
[11 empty] | F.40.75.99 |  |  | BED SIDE TABLE | [6 empty] | 2
[11 empty] | F.43.66.82 |  |  | OVERBED TABLE | [6 empty] | 2
[11 empty] | PB |  |  | BIN - PEDAL - STAINLESS STEEL | [6 empty] | 2
[11 empty] | TV |  |  | TV 40" - LED - WALL MOUNTED - WITH SUPPORT | [6 empty] | 1
[11 empty] | WR3 |  |  | WARDROBE - PATIENT - 2 COMPARTMENT | [6 empty] | 1
ROOM TO ROOM BOOK Page 31 of 39
EDO STATE GOVERNMENT | [11 empty] | MAIN BUILDING STELLA OBASANJO HOSPITAL
MINISTRY OF HEALTH
Department Room Description Room No Item Code Item Description | [16 empty] | Sum of Qty
STAFF
ACCOMODATION |  |  |  |  | ACCOMODATION |  |  | IPDS02 |  |  | CB1 |  |  | CUPBOARD - GLASS TOP - LOCKABLE - 200x100x60 |  |  | 1
[11 empty] | RM.1 |  |  | BED - SINGLE - LAMINATED WOOD |  |  | 1
[11 empty] | RM.2 |  |  | BEDSIDE CABINET - LAMINATED WOOD |  |  | 1
[8 empty] | IPDS05 |  |  | CB1 |  |  | CUPBOARD - GLASS TOP - LOCKABLE - 200x100x60 |  |  | 1
[11 empty] | RM.1 |  |  | BED - SINGLE - LAMINATED WOOD |  |  | 1
[11 empty] | RM.2 |  |  | BEDSIDE CABINET - LAMINATED WOOD |  |  | 1
[8 empty] | IPDS07 |  |  | CB1 |  |  | CUPBOARD - GLASS TOP - LOCKABLE - 200x100x60 |  |  | 1
[11 empty] | RM.1 |  |  | BED - SINGLE - LAMINATED WOOD |  |  | 1
[11 empty] | RM.2 |  |  | BEDSIDE CABINET - LAMINATED WOOD |  |  | 1
[8 empty] | IPDS09 |  |  | CB1 |  |  | CUPBOARD - GLASS TOP - LOCKABLE - 200x100x60 |  |  | 1
[11 empty] | RM.1 |  |  | BED - SINGLE - LAMINATED WOOD |  |  | 1
[11 empty] | RM.2 |  |  | BEDSIDE CABINET - LAMINATED WOOD |  |  | 1
[8 empty] | IPDS10 |  |  | CB1 |  |  | CUPBOARD - GLASS TOP - LOCKABLE - 200x100x60 |  |  | 1
[11 empty] | RM.1 |  |  | BED - SINGLE - LAMINATED WOOD |  |  | 1
[11 empty] | RM.2 |  |  | BEDSIDE CABINET - LAMINATED WOOD |  |  | 1
[8 empty] | IPDS13 |  |  | CB1 |  |  | CUPBOARD - GLASS TOP - LOCKABLE - 200x100x60 |  |  | 1
[11 empty] | RM.1 |  |  | BED - SINGLE - LAMINATED WOOD |  |  | 1
[11 empty] | RM.2 |  |  | BEDSIDE CABINET - LAMINATED WOOD |  |  | 1
[8 empty] | IPDS15 |  |  | CB1 |  |  | CUPBOARD - GLASS TOP - LOCKABLE - 200x100x60 |  |  | 1
[11 empty] | RM.1 |  |  | BED - SINGLE - LAMINATED WOOD |  |  | 1
[11 empty] | RM.2 |  |  | BEDSIDE CABINET - LAMINATED WOOD |  |  | 1
[8 empty] | IPDS17 |  |  | CB1 |  |  | CUPBOARD - GLASS TOP - LOCKABLE - 200x100x60 |  |  | 1
[11 empty] | RM.1 |  |  | BED - SINGLE - LAMINATED WOOD |  |  | 1
[11 empty] | RM.2 |  |  | BEDSIDE CABINET - LAMINATED WOOD |  |  | 1
[8 empty] | IPDS19 |  |  | CB1 |  |  | CUPBOARD - GLASS TOP - LOCKABLE - 200x100x60 |  |  | 1
[11 empty] | RM.1 |  |  | BED - SINGLE - LAMINATED WOOD |  |  | 1
[11 empty] | RM.2 |  |  | BEDSIDE CABINET - LAMINATED WOOD |  |  | 1
[8 empty] | IPDS20 |  |  | CB1 |  |  | CUPBOARD - GLASS TOP - LOCKABLE - 200x100x60 |  |  | 1
[11 empty] | RM.1 |  |  | BED - SINGLE - LAMINATED WOOD |  |  | 1
[11 empty] | RM.2 |  |  | BEDSIDE CABINET - LAMINATED WOOD |  |  | 1
[8 empty] | IPDS22 |  |  | CB1 |  |  | CUPBOARD - GLASS TOP - LOCKABLE - 200x100x60 |  |  | 1
[11 empty] | RM.1 |  |  | BED - SINGLE - LAMINATED WOOD |  |  | 1
[11 empty] | RM.2 |  |  | BEDSIDE CABINET - LAMINATED WOOD |  |  | 1
[8 empty] | IPDS24 |  |  | CB1 |  |  | CUPBOARD - GLASS TOP - LOCKABLE - 200x100x60 |  |  | 1
[11 empty] | RM.1 |  |  | BED - SINGLE - LAMINATED WOOD |  |  | 1
[11 empty] | RM.2 |  |  | BEDSIDE CABINET - LAMINATED WOOD |  |  | 1
[8 empty] | IPDS26 |  |  | CB1 |  |  | CUPBOARD - GLASS TOP - LOCKABLE - 200x100x60 |  |  | 1
[11 empty] | RM.1 |  |  | BED - SINGLE - LAMINATED WOOD |  |  | 1
[11 empty] | RM.2 |  |  | BEDSIDE CABINET - LAMINATED WOOD |  |  | 1
[8 empty] | IPDS28 |  |  | CB1 |  |  | CUPBOARD - GLASS TOP - LOCKABLE - 200x100x60 |  |  | 1
[11 empty] | RM.1 |  |  | BED - SINGLE - LAMINATED WOOD |  |  | 1
[11 empty] | RM.2 |  |  | BEDSIDE CABINET - LAMINATED WOOD |  |  | 1
[8 empty] | IPDS30 |  |  | CB1 |  |  | CUPBOARD - GLASS TOP - LOCKABLE - 200x100x60 |  |  | 1
[11 empty] | RM.1 |  |  | BED - SINGLE - LAMINATED WOOD |  |  | 1
[11 empty] | RM.2 |  |  | BEDSIDE CABINET - LAMINATED WOOD |  |  | 1
[8 empty] | IPDS36 |  |  | CB1 |  |  | CUPBOARD - GLASS TOP - LOCKABLE - 200x100x60 |  |  | 2
[11 empty] | RM.1 |  |  | BED - SINGLE - LAMINATED WOOD |  |  | 2
[11 empty] | RM.2 |  |  | BEDSIDE CABINET - LAMINATED WOOD |  |  | 2
DOCTORS
[5 empty] | LOUNGE |  |  | IPDS34 |  |  | PB |  |  | BIN - PEDAL - STAINLESS STEEL |  |  | 2
[11 empty] | SF2 |  |  | SOFA - DOUBLE SEAT |  |  | 3
[11 empty] | SF3 |  |  | SOFA - 3 SEATER |  |  | 2
[11 empty] | T24 |  |  | CENTRE TABLE 900 X 900 |  |  | 2
[11 empty] | T5 |  |  | TABLE - COFFEE - SIDE - 450X450 |  |  | 4
[11 empty] | TBCR4 |  |  | ROUND TABLE WITH FOUR CHAIRS FOR CANTEEN |  |  | 1
[11 empty] | TV |  |  | TV 40" - LED - WALL MOUNTED - WITH SUPPORT |  |  | 1
[5 empty] | JANITOR |  |  | IPDS32 |  |  | DU.003 |  |  | SINK - CLEANER - SINGLE |  |  | 1
[11 empty] | DU.004 |  |  | MOP RACK - 4 HOLDERS - WALL MOUNTED |  |  | 1
[11 empty] | DU.006 |  |  | TROLLEY - WET MOP |  |  | 1
[5 empty] | MEETING |  |  | IPDS38 |  |  | PB |  |  | BIN - PEDAL - STAINLESS STEEL |  |  | 1
[11 empty] | SF1 |  |  | SOFA - SINGLE SEAT |  |  | 1
[11 empty] | SF2 |  |  | SOFA - DOUBLE SEAT |  |  | 1
[11 empty] | T5 |  |  | TABLE - COFFEE - SIDE - 450X450 |  |  | 1
[5 empty] | NURSES LOUNGE |  |  | IPDS33 |  |  | PB |  |  | BIN - PEDAL - STAINLESS STEEL |  |  | 2
[11 empty] | SF2 |  |  | SOFA - DOUBLE SEAT |  |  | 3
[11 empty] | SF3 |  |  | SOFA - 3 SEATER |  |  | 2
[11 empty] | T24 |  |  | CENTRE TABLE 900 X 900 |  |  | 2
[11 empty] | T5 |  |  | TABLE - COFFEE - SIDE - 450X450 |  |  | 4
[11 empty] | TBCR4 |  |  | ROUND TABLE WITH FOUR CHAIRS FOR CANTEEN |  |  | 1
[11 empty] | TV |  |  | TV 40" - LED - WALL MOUNTED - WITH SUPPORT |  |  | 1
[5 empty] | PANTRY |  |  | IPDS35 |  |  | APP.000 |  |  | KETTLE |  |  | 1
[11 empty] | APP.001 |  |  | WATER DISPENSER |  |  | 1
[11 empty] | APP.005 |  |  | FRIDGE - SMALL |  |  | 1
[11 empty] | APP.012 |  |  | MICROWAVE SMALL |  |  | 1
[11 empty] | PB |  |  | BIN - PEDAL - STAINLESS STEEL |  |  | 1
[5 empty] | STORE |  |  | IPDS01 |  |  | SH4 |  |  | 4 STORAGE SHELVES - STAINLESS STEEL - 110X60x180 |  |  | 5
ROOM TO ROOM BOOK Page 32 of 39
EDO STATE GOVERNMENT | [11 empty] | MAIN BUILDING STELLA OBASANJO HOSPITAL
MINISTRY OF HEALTH
Department |  |  |  | Room Description |  |  | Room No |  |  |  | Item Code |  |  |  | Item Description | [8 empty] | Sum of Qty 2
STERILIZATION |  |  |  | AIRLOCK/CHANGE |  |  | IPDG152 |  |  |  | L.161.54.115 |  |  |  | HOOK CLOTHES - METAL - 3 HOOKS
[11 empty] | LK |  |  |  | LOCKER - 40CMX60CMX180CM - 2 DOORS - METAL | [8 empty] | 3
|  |  |  | CLEAN AREA |  |  | IPDG153 |  |  |  | F.133.22.29 |  |  |  | TROLLEY - TRANSPORT - WIRE BASKETS | [8 empty] | 2
[11 empty] | F.136.31.46 |  |  |  | WORK TABLE - STAINLESS STEEL - 1.8 M - PACKING AND SORTING | [8 empty] | 2
[11 empty] | K.108.57.63 |  |  |  | EXAMINATION LIGHT - CSSD - MAGNIFYING - DESKTOP | [8 empty] | 2
[11 empty] | M.108.15.73 |  |  |  | INSTRUMENT TRAYS FOR STERILE AND CLEAN MATERIALS | [8 empty] | 10
[11 empty] | S.185.61.15.7 |  |  |  | UNINTERRUPTED POWER SYSTEM (UPS) | [8 empty] | 2
[11 empty] | S.216.03.95 |  |  |  | THERMOWELDER - HEAT SEALING - MANUAL | [8 empty] | 2
[11 empty] | S.96.33.64 |  |  |  | AUTOCLAVE - 500 L - DOUBLE DOOR - WITH LOADING AND UNLOADING TROLLEYS | [8 empty] | 2
[11 empty] | S.96.33.64.8 |  |  |  | EXTERNAL LOADING/UNLOADING TROLLEY | [8 empty] | 2
|  |  |  | DIRTY AREA |  |  | IPDG150 |  |  |  | F.133.22.29 |  |  |  | TROLLEY - TRANSPORT - WIRE BASKETS | [8 empty] | 3
[11 empty] | F.133.73.82 |  |  |  | WASH STATION - DOUBLE SINK - STAINLESS STEEL - SPRAY GUN WATER | [8 empty] | 1
[11 empty] | S.185.61.15 |  |  |  | WASHER - DISINFECTOR - AUTOMATIC CYCLES - PASS THROUGH | [8 empty] | 2
[11 empty] | S.185.61.15.7 |  |  |  | UNINTERRUPTED POWER SYSTEM (UPS) | [8 empty] | 2
[11 empty] | S.98.66.82 |  |  |  | CLEANER - ULTRASONIC - >30L | [8 empty] | 1
[11 empty] | S.99.18.34 |  |  |  | SPRAY GUN - AIR | [8 empty] | 1
|  |  |  | OFFICE |  |  | IPDG151 |  |  |  | C1 |  |  |  | CHAIR - DOCTOR - HIGH BACK - WITH ARMS - ON CASTORS | [8 empty] | 1
[11 empty] | CB1 |  |  |  | CUPBOARD - GLASS TOP - LOCKABLE - 200x100x60 | [8 empty] | 1
[11 empty] | CK |  |  |  | CLOCK - WALL - ANALOGUE | [8 empty] | 1
[11 empty] | FC |  |  |  | CABINET - FILING - 4 DRAW - METAL - LOCKABLE | [8 empty] | 1
[11 empty] | PB |  |  |  | BIN - PEDAL - STAINLESS STEEL | [8 empty] | 1
[11 empty] | PCD |  |  |  | PC DESKTOP 15" MONITOR ALL IN ONE WITH UPS 500 VA | [8 empty] | 1
[11 empty] | PRTR |  |  |  | PRINTER DESKTOP OFFICEJET A4 | [8 empty] | 1
[11 empty] | T3 |  |  |  | TABLE - 5 FT - WITH DRAWER | [8 empty] | 1
|  |  |  | STERILE STORE |  |  | IPDG148 |  |  |  | F.132.70.76 |  |  |  | TROLLEY - TRANSPORT - STERILE INSTRUMENTS - HERMETIC | [8 empty] | 3
[11 empty] | SH4 |  |  |  | 4 STORAGE SHELVES - STAINLESS STEEL - 110X60x180 | [8 empty] | 6
ROOM TO ROOM BOOK Page 33 of 39
EDO STATE GOVERNMENT | [11 empty] | MAIN BUILDING STELLA OBASANJO HOSPITAL
MINISTRY OF HEALTH
Department |  |  |  | Room Description |  |  |  | Room No |  |  | Item Code |  |  | Item Description | [7 empty] | Sum of Qty 3
SURGICAL
PAEDIATRIC |  |  |  | PATIENT ROOM -
WARDS |  |  |  | 3 BEDS |  |  |  | IPDF179 |  |  | C6 |  |  | CHAIR - ATTENDANT - WITHOUT ARM RESTS - ON CASTORS
[11 empty] | CK |  |  | CLOCK - WALL - ANALOGUE | [7 empty] | 1
[11 empty] | F.34.15.31 |  |  | BED - PEDIATRIC - 2 SECTION - MANUAL - ON CASTORS WITH MATTRESS | [7 empty] | 3
[11 empty] | F.40.75.99 |  |  | BED SIDE TABLE | [7 empty] | 3
[11 empty] | F.43.66.82 |  |  | OVERBED TABLE | [7 empty] | 3
[11 empty] | PB |  |  | BIN - PEDAL - STAINLESS STEEL | [7 empty] | 3
[11 empty] | TV |  |  | TV 40" - LED - WALL MOUNTED - WITH SUPPORT | [7 empty] | 1
[11 empty] | WR1 |  |  | WARDROBE - PATIENT - 4 COMPARTMENT | [7 empty] | 1
[8 empty] | IPDF182 |  |  | C6 |  |  | CHAIR - ATTENDANT - WITHOUT ARM RESTS - ON CASTORS | [7 empty] | 3
[11 empty] | CK |  |  | CLOCK - WALL - ANALOGUE | [7 empty] | 1
[11 empty] | F.34.15.31 |  |  | BED - PEDIATRIC - 2 SECTION - MANUAL - ON CASTORS WITH MATTRESS | [7 empty] | 3
[11 empty] | F.40.75.99 |  |  | BED SIDE TABLE | [7 empty] | 3
[11 empty] | F.43.66.82 |  |  | OVERBED TABLE | [7 empty] | 3
[11 empty] | PB |  |  | BIN - PEDAL - STAINLESS STEEL | [7 empty] | 3
[11 empty] | TV |  |  | TV 40" - LED - WALL MOUNTED - WITH SUPPORT | [7 empty] | 1
[11 empty] | WR1 |  |  | WARDROBE - PATIENT - 4 COMPARTMENT | [7 empty] | 1
ROOM TO ROOM BOOK Page 34 of 39
EDO STATE GOVERNMENT | [11 empty] | MAIN BUILDING STELLA OBASANJO HOSPITAL
MINISTRY OF HEALTH
Department Room Description Room No Item Code Item Description | [25 empty] | Sum of Qty
ANESTHETIST
SURGICAL SUITE |  |  |  |  | OFFICE |  |  | IPDG138 |  |  | C1 |  |  |  | CHAIR - DOCTOR - HIGH BACK - WITH ARMS - ON CASTORS | [10 empty] | 1
[11 empty] | C3 |  |  |  | CHAIR - VISITOR - LOW BACK - WITH ARMS | [10 empty] | 2
[11 empty] | CB1 |  |  |  | CUPBOARD - GLASS TOP - LOCKABLE - 200x100x60 | [10 empty] | 1
[11 empty] | CK |  |  |  | CLOCK - WALL - ANALOGUE | [10 empty] | 1
[11 empty] | FC |  |  |  | CABINET - FILING - 4 DRAW - METAL - LOCKABLE | [10 empty] | 1
[11 empty] | PB |  |  |  | BIN - PEDAL - STAINLESS STEEL | [10 empty] | 1
[11 empty] | PCD |  |  |  | PC DESKTOP 15" MONITOR ALL IN ONE WITH UPS 500 VA | [10 empty] | 1
[11 empty] | PRTR |  |  |  | PRINTER DESKTOP OFFICEJET A4 | [10 empty] | 1
[11 empty] | T3 |  |  |  | TABLE - 5 FT - WITH DRAWER | [10 empty] | 1
[5 empty] | CLEAN LINEN |  |  | IPDG122 |  |  | SH4 |  |  |  | 4 STORAGE SHELVES - STAINLESS STEEL - 110X60x180 | [10 empty] | 12
[5 empty] | CLEAN UTILITY |  |  | IPDG137 |  |  | CU.003 |  |  |  | BIN - PEDAL - LARGE | [10 empty] | 1
[11 empty] | SH4 |  |  |  | 4 STORAGE SHELVES - STAINLESS STEEL - 110X60x180 | [10 empty] | 1
DIRTY RECEIVING
[5 empty] | / HOLDING |  |  | IPDG147 |  |  | TW |  |  |  | TROLLEY WASHER | [10 empty] | 1
[5 empty] | DOCTOR OFFICE |  |  | IPDG134 |  |  | C1 |  |  |  | CHAIR - DOCTOR - HIGH BACK - WITH ARMS - ON CASTORS | [10 empty] | 1
[11 empty] | C3 |  |  |  | CHAIR - VISITOR - LOW BACK - WITH ARMS | [10 empty] | 2
[11 empty] | CB1 |  |  |  | CUPBOARD - GLASS TOP - LOCKABLE - 200x100x60 | [10 empty] | 1
[11 empty] | CK |  |  |  | CLOCK - WALL - ANALOGUE | [10 empty] | 1
[11 empty] | FC |  |  |  | CABINET - FILING - 4 DRAW - METAL - LOCKABLE | [10 empty] | 1
[11 empty] | PB |  |  |  | BIN - PEDAL - STAINLESS STEEL | [10 empty] | 1
[11 empty] | PCD |  |  |  | PC DESKTOP 15" MONITOR ALL IN ONE WITH UPS 500 VA | [10 empty] | 1
[11 empty] | PRTR |  |  |  | PRINTER DESKTOP OFFICEJET A4 | [10 empty] | 1
[11 empty] | T3 |  |  |  | TABLE - 5 FT - WITH DRAWER | [10 empty] | 1
EQUIPMENT
[5 empty] | STORE |  |  | IPDG139 |  |  | SH4 |  |  |  | 4 STORAGE SHELVES - STAINLESS STEEL - 110X60x180 | [10 empty] | 3
[5 empty] | JANITOR |  |  | IPDG130 |  |  | DU.003 |  |  |  | SINK - CLEANER - SINGLE | [10 empty] | 1
[11 empty] | DU.004 |  |  |  | MOP RACK - 4 HOLDERS - WALL MOUNTED | [10 empty] | 1
[11 empty] | DU.006 |  |  |  | TROLLEY - WET MOP | [10 empty] | 1
MEDICATION
[5 empty] | STORE |  |  | IPDG132 |  |  | F.129.61.59 |  |  |  | CABINET - DANGEROUS DRUG COMPARTMENT | [10 empty] | 1
[11 empty] | L.161.54.134 |  |  |  | REFRIGERATOR 500 L | [10 empty] | 1
[11 empty] | SH4 |  |  |  | 4 STORAGE SHELVES - STAINLESS STEEL - 110X60x180 | [10 empty] | 3
[5 empty] | OFFICE |  |  | IPDG121a |  |  | C1 |  |  |  | CHAIR - DOCTOR - HIGH BACK - WITH ARMS - ON CASTORS | [10 empty] | 1
[11 empty] | C3 |  |  |  | CHAIR - VISITOR - LOW BACK - WITH ARMS | [10 empty] | 1
[11 empty] | CB1 |  |  |  | CUPBOARD - GLASS TOP - LOCKABLE - 200x100x60 | [10 empty] | 1
[11 empty] | CK |  |  |  | CLOCK - WALL - ANALOGUE | [10 empty] | 1
[11 empty] | FC |  |  |  | CABINET - FILING - 4 DRAW - METAL - LOCKABLE | [10 empty] | 1
[11 empty] | PB |  |  |  | BIN - PEDAL - STAINLESS STEEL | [10 empty] | 1
[11 empty] | PCD |  |  |  | PC DESKTOP 15" MONITOR ALL IN ONE WITH UPS 500 VA | [10 empty] | 1
[11 empty] | PRTR |  |  |  | PRINTER DESKTOP OFFICEJET A4 | [10 empty] | 1
[11 empty] | T3 |  |  |  | TABLE - 5 FT - WITH DRAWER | [10 empty] | 1
[5 empty] | OR RECEPTION |  |  | IPDG121 |  |  | C2 |  |  |  | CHAIR - STAFF - LOW BACK - WITH ARMS - ON CASTORS | [10 empty] | 2
[11 empty] | CB1 |  |  |  | CUPBOARD - GLASS TOP - LOCKABLE - 200x100x60 | [10 empty] | 1
[11 empty] | CK |  |  |  | CLOCK - WALL - ANALOGUE | [10 empty] | 1
[11 empty] | FC |  |  |  | CABINET - FILING - 4 DRAW - METAL - LOCKABLE | [10 empty] | 1
[11 empty] | PB |  |  |  | BIN - PEDAL - STAINLESS STEEL | [10 empty] | 1
[11 empty] | PCD |  |  |  | PC DESKTOP 15" MONITOR ALL IN ONE WITH UPS 500 VA | [10 empty] | 2
[11 empty] | PRTR |  |  |  | PRINTER DESKTOP OFFICEJET A4 | [10 empty] | 1
[11 empty] | RC1 |  |  |  | COUNTER - RECEPTION - TO DESIGN | [10 empty] | 2
OR1 - MAJOR
[5 empty] | SURGERY |  |  | IPDG142 |  |  | A.109.42.80 |  |  |  | RESUSCITATION UNIT (AMBU) ADULT/PEDIATRIC SET COMPLETE | [10 empty] | 1
[11 empty] | A.50.51.53 |  |  |  | ANAESTHESIA PENDANT MECH WITH MONITOR SHELF AND POWER OUTLET | [10 empty] | 1
[11 empty] | A.51.54.59 |  |  |  | ANAESTHESIA WORKSTATION- 2 VAPORIZER/DIGITAL/RESP+PATIENT MONITOR/VENTILATOR/GAS SCAVENGING | [10 empty] | 1
[11 empty] | CK |  |  |  | CLOCK - WALL - ANALOGUE | [10 empty] | 1
[11 empty] | F.109.55.03 |  |  |  | TROLLEY - PATIENT TRANSPORT - STAINLESS STEEL FRAME - WASHABLE PADDING | [10 empty] | 1
[11 empty] | F.128.58.54 |  |  |  | BOWL STAND STAINLESS STEEL DOUBLE BOWL | [10 empty] | 1
[11 empty] | F.129.10.06 |  |  |  | BUCKET - KICK ABOUT ON CASTORS STAINLESS STEEL | [10 empty] | 1
[11 empty] | F.130.13.12 |  |  |  | CABINET - OT - STAINLESS STEEL - INSTRUMENT AND CONSUMABLES STORAGE | [10 empty] | 4
[11 empty] | F.131.67.71 |  |  |  | TABLE - INSTRUMENTS - STAINLESS STEEL - 2 SHELVES - ON CASTORS | [10 empty] | 1
[11 empty] | F.132.19.23 |  |  |  | CART - ANAESTHESIA - ABS - 5 DRAWER | [10 empty] | 1
[11 empty] | F.132.19.24 |  |  |  | TABLE - MAYO - STAINLESS STEEL | [10 empty] | 1
[11 empty] | F.74.12.23 |  |  |  | TABLE - OPERATING GENERAL SURGERY ELECTRIC/HYDRAULIC WITH MANUAL OVERRIDE - KIDNEY BRIDGE | [10 empty] | 1
[11 empty] | F.84.73.38 |  |  |  | POLE - IV ON CASTORS 4 HOOK STAINLESS STEEL | [10 empty] | 2
[11 empty] | K.146.55.48 |  |  |  | LIGHT - CEILING MAJOR SURGERY 2 ARMS 300 KLUX | [10 empty] | 1
[11 empty] | K.151.27.52 |  |  |  | ULTRA SLIM LIGHT BOX DOUBLE FILM | [10 empty] | 1
[11 empty] | M.101.97.41 |  |  |  | DRILL - ELECTRICAL - SURGICAL - ORTHOPAEDIC - SET OF ATTACHMENTS - ASSORTED | [10 empty] | 1
[11 empty] | M.101.97.42 |  |  |  | DRILL - ELECTRICAL - SURGICAL - CRANIAL PLASTY - WITH CRANIAL PERFORATOR | [10 empty] | 1
[11 empty] | M.106.54.59 |  |  |  | PENDANT - CEILING / 2 TV | [10 empty] | 1
[11 empty] | M.107.31.46 |  |  |  | PUMP - SUCTION ON TROLLEY TWIN CONTAINER 3L ELECTRIC | [10 empty] | 1
[11 empty] | M.120.15.29 |  |  |  | STORAGE UNIT - ORTHOPEDIC ATTACHMENTS - STAINLESS | [10 empty] | 1
[11 empty] | M.143.21.40 |  |  |  | MONITOR - PATIENT - OPERATING THEATER - ANA GASES/FULL PARAMETER | [10 empty] | 1
[11 empty] | M.144.51.53 |  |  |  | CRANIOTOMY SAW - ELECTRICAL - HANDHELD | [10 empty] | 1
[11 empty] | M.149.51.97 |  |  |  | ESOPHAGEAL DILATOR - ASSORTED SIZES - SET | [10 empty] | 1
[11 empty] | M.150.03.50 |  |  |  | ESOPHAGOSCOPE - RIGID AND FLEXIBLE - SET | [10 empty] | 1
[11 empty] | M.156.21.85 |  |  |  | FRACTURE TABLE | [10 empty] | 1
[11 empty] | M.167.25.35 |  |  |  | TRANSPORT & EMERGENCY MONITOR | [10 empty] | 1
[11 empty] | M.176.27.96 |  |  |  | DEFIBRILLATOR - MONITORED WITH PACER | [10 empty] | 1
[11 empty] | M.177.03.50 |  |  |  | TOWER - ARTHROSCOPY COMPLETE - VIDEO PROCESSOR AND INSTRUMENT SETS | [10 empty] | 1
[11 empty] | M.97.06.11 |  |  |  | PENDANT - OPERATING THEATER SERVICES - SHELVES AND SUPPORTS | [10 empty] | 1
[11 empty] | N.86.07.01 |  |  |  | GAS CYLINDER TROLLEY - OXYGEN/N2O | [10 empty] | 1
[11 empty] | PB |  |  |  | BIN - PEDAL - STAINLESS STEEL | [10 empty] | 1
[11 empty] | R.55.03.06 |  |  |  | C-ARM 12" HF FLUOROSCOPY - TRI FOCUS - 8KW | [10 empty] | 1
OR2 - GENERAL
[5 empty] | SURGERY |  |  | IPDG143 |  |  | A.109.42.80 |  |  |  | RESUSCITATION UNIT (AMBU) ADULT/PEDIATRIC SET COMPLETE | [10 empty] | 1
[11 empty] | A.50.51.53 |  |  |  | ANAESTHESIA PENDANT MECH WITH MONITOR SHELF AND POWER OUTLET | [10 empty] | 1
[11 empty] | A.51.54.59 |  |  |  | ANAESTHESIA WORKSTATION- 2 VAPORIZER/DIGITAL/RESP+PATIENT MONITOR/VENTILATOR/GAS SCAVENGING | [10 empty] | 1
[11 empty] | CK |  |  |  | CLOCK - WALL - ANALOGUE | [10 empty] | 1
[11 empty] | F.109.55.03 |  |  |  | TROLLEY - PATIENT TRANSPORT - STAINLESS STEEL FRAME - WASHABLE PADDING | [10 empty] | 1
[11 empty] | F.128.58.54 |  |  |  | BOWL STAND STAINLESS STEEL DOUBLE BOWL | [10 empty] | 1
[11 empty] | F.129.10.06 |  |  |  | BUCKET - KICK ABOUT ON CASTORS STAINLESS STEEL | [10 empty] | 1
[11 empty] | F.130.13.12 |  |  |  | CABINET - OT - STAINLESS STEEL - INSTRUMENT AND CONSUMABLES STORAGE | [10 empty] | 4
[11 empty] | F.131.67.71 |  |  |  | TABLE - INSTRUMENTS - STAINLESS STEEL - 2 SHELVES - ON CASTORS | [10 empty] | 1
[11 empty] | F.132.19.23 |  |  |  | CART - ANAESTHESIA - ABS - 5 DRAWER | [10 empty] | 1
[11 empty] | F.132.19.24 |  |  |  | TABLE - MAYO - STAINLESS STEEL | [10 empty] | 1
[11 empty] | F.74.12.23 |  |  |  | TABLE - OPERATING GENERAL SURGERY ELECTRIC/HYDRAULIC WITH MANUAL OVERRIDE - KIDNEY BRIDGE | [10 empty] | 1
[11 empty] | F.84.73.38 |  |  |  | POLE - IV ON CASTORS 4 HOOK STAINLESS STEEL | [10 empty] | 2
[11 empty] | K.146.55.48 |  |  |  | LIGHT - CEILING MAJOR SURGERY 2 ARMS 300 KLUX | [10 empty] | 1
[11 empty] | K.151.27.52 |  |  |  | ULTRA SLIM LIGHT BOX DOUBLE FILM | [10 empty] | 1
[11 empty] | M.106.54.59 |  |  |  | PENDANT - CEILING / 2 TV | [10 empty] | 1
[11 empty] | M.107.31.46 |  |  |  | PUMP - SUCTION ON TROLLEY TWIN CONTAINER 3L ELECTRIC | [10 empty] | 1
[11 empty] | M.122.12.68 |  |  |  | ELECTROSURGICAL UNIT 400 WATTS - DOUBLE SURGEON - VESSEL SEALING | [10 empty] | 1
[11 empty] | M.143.21.40 |  |  |  | MONITOR - PATIENT - OPERATING THEATER - ANA GASES/FULL PARAMETER | [10 empty] | 1
[11 empty] | M.163.57.64 |  |  |  | TOWER - LAPARASCOPY COMPLETE MONITOR/CAMERA/LIGHT SOURCE/INSUFFLATOR/PUMP/VIDEO PROC | [10 empty] | 1
[11 empty] | M.167.25.35 |  |  |  | TRANSPORT & EMERGENCY MONITOR | [10 empty] | 1
[11 empty] | M.176.27.96 |  |  |  | DEFIBRILLATOR - MONITORED WITH PACER | [10 empty] | 1
[11 empty] | M.197.85.62 |  |  |  | LAPAROSCOPY SET | [10 empty] | 1
ROOM TO ROOM BOOK Page 35 of 39
EDO STATE GOVERNMENT | [11 empty] | MAIN BUILDING STELLA OBASANJO HOSPITAL
MINISTRY OF HEALTH
Department Room Description Room No Item Code Item Description Sum of Qty
SURGICAL SUITE |  |  |  |  | OR2 - GENERAL |  | IPDG143 |  |  |  | M.197.85.63 |  |  | PAEDIATRIC LAPAROSCOPIC INSTRUMENT | [13 empty] | 1
[11 empty] | M.197.85.64 |  |  | CYSTOSCOPE SET AND ACCESSORIES | [13 empty] | 1
[11 empty] | M.197.85.65 |  |  | URETEROSCOPY AND LASER LITHOTRIPSY | [13 empty] | 1
[11 empty] | M.197.85.66 |  |  | RESECTOSCOPE - TURP | [13 empty] | 1
[11 empty] | M.197.85.67 |  |  | PAEDIATRIC URETHROCYSTOSCOPY | [13 empty] | 1
[11 empty] | M.197.85.68 |  |  | NEPHROSCOPE - PCNL | [13 empty] | 1
[11 empty] | M.97.06.11 |  |  | PENDANT - OPERATING THEATER SERVICES - SHELVES AND SUPPORTS | [13 empty] | 1
[11 empty] | N.86.07.01 |  |  | GAS CYLINDER TROLLEY - OXYGEN/N2O | [13 empty] | 1
[11 empty] | PB |  |  | BIN - PEDAL - STAINLESS STEEL | [13 empty] | 1
OR3 - GENERAL
SURGERY IPDG144 A.109.42.80 RESUSCITATION UNIT (AMBU) ADULT/PEDIATRIC SET COMPLETE 1
[11 empty] | A.50.51.53 |  |  | ANAESTHESIA PENDANT MECH WITH MONITOR SHELF AND POWER OUTLET | [13 empty] | 1
[11 empty] | A.51.54.59 |  |  | ANAESTHESIA WORKSTATION- 2 VAPORIZER/DIGITAL/RESP+PATIENT MONITOR/VENTILATOR/GAS SCAVENGING | [13 empty] | 1
[11 empty] | CK |  |  | CLOCK - WALL - ANALOGUE | [13 empty] | 1
[11 empty] | F.109.55.03 |  |  | TROLLEY - PATIENT TRANSPORT - STAINLESS STEEL FRAME - WASHABLE PADDING | [13 empty] | 1
[11 empty] | F.128.58.54 |  |  | BOWL STAND STAINLESS STEEL DOUBLE BOWL | [13 empty] | 1
[11 empty] | F.129.10.06 |  |  | BUCKET - KICK ABOUT ON CASTORS STAINLESS STEEL | [13 empty] | 1
[11 empty] | F.130.13.12 |  |  | CABINET - OT - STAINLESS STEEL - INSTRUMENT AND CONSUMABLES STORAGE | [13 empty] | 4
[11 empty] | F.131.67.71 |  |  | TABLE - INSTRUMENTS - STAINLESS STEEL - 2 SHELVES - ON CASTORS | [13 empty] | 1
[11 empty] | F.132.19.23 |  |  | CART - ANAESTHESIA - ABS - 5 DRAWER | [13 empty] | 1
[11 empty] | F.132.19.24 |  |  | TABLE - MAYO - STAINLESS STEEL | [13 empty] | 1
[11 empty] | F.74.12.23 |  |  | TABLE - OPERATING GENERAL SURGERY ELECTRIC/HYDRAULIC WITH MANUAL OVERRIDE - KIDNEY BRIDGE | [13 empty] | 1
[11 empty] | F.84.73.38 |  |  | POLE - IV ON CASTORS 4 HOOK STAINLESS STEEL | [13 empty] | 2
[11 empty] | K.146.55.48 |  |  | LIGHT - CEILING MAJOR SURGERY 2 ARMS 300 KLUX | [13 empty] | 1
[11 empty] | K.151.27.52 |  |  | ULTRA SLIM LIGHT BOX DOUBLE FILM | [13 empty] | 1
[11 empty] | M.106.54.59 |  |  | PENDANT - CEILING / 2 TV | [13 empty] | 1
[11 empty] | M.107.31.46 |  |  | PUMP - SUCTION ON TROLLEY TWIN CONTAINER 3L ELECTRIC | [13 empty] | 1
[11 empty] | M.122.12.68 |  |  | ELECTROSURGICAL UNIT 400 WATTS - DOUBLE SURGEON - VESSEL SEALING | [13 empty] | 1
[11 empty] | M.143.21.40 |  |  | MONITOR - PATIENT - OPERATING THEATER - ANA GASES/FULL PARAMETER | [13 empty] | 1
[11 empty] | M.163.57.64 |  |  | TOWER - LAPARASCOPY COMPLETE MONITOR/CAMERA/LIGHT SOURCE/INSUFFLATOR/PUMP/VIDEO PROC | [13 empty] | 1
[11 empty] | M.167.25.35 |  |  | TRANSPORT & EMERGENCY MONITOR | [13 empty] | 1
[11 empty] | M.176.27.96 |  |  | DEFIBRILLATOR - MONITORED WITH PACER | [13 empty] | 1
[11 empty] | M.197.85.62 |  |  | LAPAROSCOPY SET | [13 empty] | 1
[11 empty] | M.197.85.63 |  |  | PAEDIATRIC LAPAROSCOPIC INSTRUMENT | [13 empty] | 1
[11 empty] | M.197.85.64 |  |  | CYSTOSCOPE SET AND ACCESSORIES | [13 empty] | 1
[11 empty] | M.197.85.65 |  |  | URETEROSCOPY AND LASER LITHOTRIPSY | [13 empty] | 1
[11 empty] | M.197.85.66 |  |  | RESECTOSCOPE - TURP | [13 empty] | 1
[11 empty] | M.197.85.67 |  |  | PAEDIATRIC URETHROCYSTOSCOPY | [13 empty] | 1
[11 empty] | M.197.85.68 |  |  | NEPHROSCOPE - PCNL | [13 empty] | 1
[11 empty] | M.97.06.11 |  |  | PENDANT - OPERATING THEATER SERVICES - SHELVES AND SUPPORTS | [13 empty] | 1
[11 empty] | N.86.07.01 |  |  | GAS CYLINDER TROLLEY - OXYGEN/N2O | [13 empty] | 1
[11 empty] | PB |  |  | BIN - PEDAL - STAINLESS STEEL | [13 empty] | 1
OR4 - GENERAL
SURGERY IPDG145 A.109.42.80 RESUSCITATION UNIT (AMBU) ADULT/PEDIATRIC SET COMPLETE 1
[11 empty] | A.50.51.53 |  |  | ANAESTHESIA PENDANT MECH WITH MONITOR SHELF AND POWER OUTLET | [13 empty] | 1
[11 empty] | A.51.54.59 |  |  | ANAESTHESIA WORKSTATION- 2 VAPORIZER/DIGITAL/RESP+PATIENT MONITOR/VENTILATOR/GAS SCAVENGING | [13 empty] | 1
[11 empty] | CK |  |  | CLOCK - WALL - ANALOGUE | [13 empty] | 1
[11 empty] | E.52.06.11 |  |  | MICROSCOPE - OPERATING - ENT SURGERY | [13 empty] | 1
[11 empty] | F.109.55.03 |  |  | TROLLEY - PATIENT TRANSPORT - STAINLESS STEEL FRAME - WASHABLE PADDING | [13 empty] | 1
[11 empty] | F.128.58.54 |  |  | BOWL STAND STAINLESS STEEL DOUBLE BOWL | [13 empty] | 1
[11 empty] | F.129.10.06 |  |  | BUCKET - KICK ABOUT ON CASTORS STAINLESS STEEL | [13 empty] | 1
[11 empty] | F.130.13.12 |  |  | CABINET - OT - STAINLESS STEEL - INSTRUMENT AND CONSUMABLES STORAGE | [13 empty] | 3
[11 empty] | F.131.67.71 |  |  | TABLE - INSTRUMENTS - STAINLESS STEEL - 2 SHELVES - ON CASTORS | [13 empty] | 1
[11 empty] | F.132.19.23 |  |  | CART - ANAESTHESIA - ABS - 5 DRAWER | [13 empty] | 1
[11 empty] | F.132.19.24 |  |  | TABLE - MAYO - STAINLESS STEEL | [13 empty] | 1
[11 empty] | F.72.57.64 |  |  | TABLE - OPERATING - ELECTRIC/HYDRAULIC - WITH MANUAL OVERRIDE - EYE/ENT SURGERY | [13 empty] | 1
[11 empty] | F.84.73.38 |  |  | POLE - IV ON CASTORS 4 HOOK STAINLESS STEEL | [13 empty] | 2
[11 empty] | K.146.55.48 |  |  | LIGHT - CEILING MAJOR SURGERY 2 ARMS 300 KLUX | [13 empty] | 1
[11 empty] | K.151.27.52 |  |  | ULTRA SLIM LIGHT BOX DOUBLE FILM | [13 empty] | 2
[11 empty] | M.106.54.59 |  |  | PENDANT - CEILING / 2 TV | [13 empty] | 1
[11 empty] | M.107.12.24 |  |  | CRYOSURGERY UNIT OPHTHALMOLOGY - SET OF ACCESSORIES | [13 empty] | 1
[11 empty] | M.107.31.46 |  |  | PUMP - SUCTION ON TROLLEY TWIN CONTAINER 3L ELECTRIC | [13 empty] | 1
[11 empty] | M.122.12.68 |  |  | ELECTROSURGICAL UNIT 400 WATTS - DOUBLE SURGEON - VESSEL SEALING | [13 empty] | 1
[11 empty] | M.143.21.40 |  |  | MONITOR - PATIENT - OPERATING THEATER - ANA GASES/FULL PARAMETER | [13 empty] | 1
[11 empty] | M.163.40.65 |  |  | MICROSCOPE - OPERATING - NEUROSURGERY | [13 empty] | 1
[11 empty] | M.167.25.35 |  |  | TRANSPORT & EMERGENCY MONITOR | [13 empty] | 1
[11 empty] | M.176.27.96 |  |  | DEFIBRILLATOR - MONITORED WITH PACER | [13 empty] | 1
[11 empty] | M.208.16.19 |  |  | HYPO HYPERTHERMIA UNIT | [13 empty] | 2
[11 empty] | M.68.33.63 |  |  | LENS - GONIOSCOPY | [13 empty] | 1
[11 empty] | M.97.06.11 |  |  | PENDANT - OPERATING THEATER SERVICES - SHELVES AND SUPPORTS | [13 empty] | 1
[11 empty] | N.86.07.01 |  |  | GAS CYLINDER TROLLEY - OXYGEN/N2O | [13 empty] | 1
[11 empty] | O.136.51.53 |  |  | TRIAL LENSE FRAME WITH SET OF LENSES | [13 empty] | 1
[11 empty] | O.162.76.43 |  |  | OPHTHALMOSCOPE - INDIRECT | [13 empty] | 1
[11 empty] | O.172.73.82 |  |  | MAGNIFYING LOUPE - BINOCULAR | [13 empty] | 1
[11 empty] | O.204.21.85 |  |  | OPHTHALMOSCOPE - DIRECT | [13 empty] | 1
[11 empty] | O.206.46.75 |  |  | RETINOSCOPE | [13 empty] | 1
[11 empty] | O.224.13.12 |  |  | PHACO EMULSIFIER UNIT | [13 empty] | 1
[11 empty] | PB |  |  | BIN - PEDAL - STAINLESS STEEL | [13 empty] | 1
PREPARATION | [6 empty] | IPDG141 |  |  |  | A.109.42.80 |  |  | RESUSCITATION UNIT (AMBU) ADULT/PEDIATRIC SET COMPLETE | [13 empty] | 1
[11 empty] | A.61.15.29 |  |  | NEBULISER | [13 empty] | 1
[11 empty] | C4 |  |  | CHAIR - NURSE - MEDIUM BACK - WITH ARMS - ON CASTORS | [13 empty] | 2
[11 empty] | F.106.45.86 |  |  | WHEEL CHAIR | [13 empty] | 1
[11 empty] | F.109.55.03 |  |  | TROLLEY - PATIENT TRANSPORT - STAINLESS STEEL FRAME - WASHABLE PADDING | [13 empty] | 3
[11 empty] | F.133.73.83 |  |  | CURTAIN - PATIENT SEPARATION | [13 empty] | 2
[11 empty] | K.151.27.52 |  |  | ULTRA SLIM LIGHT BOX DOUBLE FILM | [13 empty] | 1
[11 empty] | M.109.15.29 |  |  | PATIENT WARMER | [13 empty] | 2
[11 empty] | M.122.31.02 |  |  | LARYNGOSCOPE - MACINTOSH - CURVED - ALL SIZES BLADES | [13 empty] | 2
[11 empty] | M.126.92.17 |  |  | LARYNGOSCOPE - FIBRE OPTIC - VIDEO - ALL SIZES BLADES | [13 empty] | 1
[11 empty] | M.167.25.35 |  |  | TRANSPORT & EMERGENCY MONITOR | [13 empty] | 3
[11 empty] | M.177.82.55 |  |  | DEFIBRILLATOR - UNMONITORED | [13 empty] | 1
[11 empty] | M.180.64.65 |  |  | GLUCOMETER - HAND HELD - QUICK TEST | [13 empty] | 2
[11 empty] | M.208.16.18 |  |  | FLUID WARMER | [13 empty] | 1
[11 empty] | M.52.18.34 |  |  | SPHYGMOMANOMETER - ANEROID ON CASTORS | [13 empty] | 2
[11 empty] | M.84.94.78 |  |  | STETHOSCOPE - NURSE - ADULT | [13 empty] | 3
[11 empty] | M.85.97.83 |  |  | STETHOSCOPE - SURGEON | [13 empty] | 2
[11 empty] | N.86.07.01 |  |  | GAS CYLINDER TROLLEY - OXYGEN/N2O | [13 empty] | 1
RECOVERY | [6 empty] | IPDG140 |  |  |  | A.109.42.80 |  |  | RESUSCITATION UNIT (AMBU) ADULT/PEDIATRIC SET COMPLETE | [13 empty] | 2
[11 empty] | A.61.15.29 |  |  | NEBULISER | [13 empty] | 2
[11 empty] | C4 |  |  | CHAIR - NURSE - MEDIUM BACK - WITH ARMS - ON CASTORS | [13 empty] | 1
[11 empty] | CK |  |  | CLOCK - WALL - ANALOGUE | [13 empty] | 1
[11 empty] | F.109.55.03 |  |  | TROLLEY - PATIENT TRANSPORT - STAINLESS STEEL FRAME - WASHABLE PADDING | [13 empty] | 6
[11 empty] | K.151.27.52 |  |  | ULTRA SLIM LIGHT BOX DOUBLE FILM | [13 empty] | 1
[11 empty] | M.122.31.02 |  |  | LARYNGOSCOPE - MACINTOSH - CURVED - ALL SIZES BLADES | [13 empty] | 2
[11 empty] | M.126.92.17 |  |  | LARYNGOSCOPE - FIBRE OPTIC - VIDEO - ALL SIZES BLADES | [13 empty] | 1
[11 empty] | M.167.25.35 |  |  | TRANSPORT & EMERGENCY MONITOR | [13 empty] | 6
[11 empty] | M.177.82.55 |  |  | DEFIBRILLATOR - UNMONITORED | [13 empty] | 1
[11 empty] | M.180.64.65 |  |  | GLUCOMETER - HAND HELD - QUICK TEST | [13 empty] | 2
[11 empty] | M.208.16.18 |  |  | FLUID WARMER | [13 empty] | 2
ROOM TO ROOM BOOK Page 36 of 39
EDO STATE GOVERNMENT | [11 empty] | MAIN BUILDING STELLA OBASANJO HOSPITAL
MINISTRY OF HEALTH
Department Room Description Room No Item Code Item Description Sum of Qty
SURGICAL SUITE |  |  |  |  | RECOVERY |  |  | IPDG140 |  |  | M.52.18.34 |  |  | SPHYGMOMANOMETER - ANEROID ON CASTORS | [7 empty] | 3
[11 empty] | M.84.94.78 |  |  | STETHOSCOPE - NURSE - ADULT | [7 empty] | 3
[11 empty] | M.85.97.83 |  |  | STETHOSCOPE - SURGEON | [7 empty] | 2
[11 empty] | N.86.07.01 |  |  | GAS CYLINDER TROLLEY - OXYGEN/N2O | [7 empty] | 2
[11 empty] | PB |  |  | BIN - PEDAL - STAINLESS STEEL | [7 empty] | 1
[11 empty] | PCD |  |  | PC DESKTOP 15" MONITOR ALL IN ONE WITH UPS 500 VA | [7 empty] | 1
[11 empty] | PRTR |  |  | PRINTER DESKTOP OFFICEJET A4 | [7 empty] | 1
[11 empty] | RC1 |  |  | COUNTER - RECEPTION - TO DESIGN | [7 empty] | 1
[5 empty] | SCRUB |  |  | IPDG120a |  |  | M.150.88.24 |  |  | SCRUB STATION-TRIPLE WIDTH-SENSOR OPERATED-SOAP DISPENSER | [7 empty] | 1
[8 empty] | IPDG120b |  |  | M.150.88.24 |  |  | SCRUB STATION-TRIPLE WIDTH-SENSOR OPERATED-SOAP DISPENSER | [7 empty] | 1
STAFF CHANGING
[5 empty] | FEMALE |  |  | IPDG127 |  |  | LK |  |  | LOCKER - 40CMX60CMX180CM - 2 DOORS - METAL | [7 empty] | 7
STAFF CHANGING
[5 empty] | MALE |  |  | IPDG125 |  |  | LK |  |  | LOCKER - 40CMX60CMX180CM - 2 DOORS - METAL | [7 empty] | 8
STAFF LOUNGE /
[5 empty] | PANTRY |  |  | IPDG135 |  |  | APP.000 |  |  | KETTLE | [7 empty] | 1
[11 empty] | APP.001 |  |  | WATER DISPENSER | [7 empty] | 1
[11 empty] | APP.005 |  |  | FRIDGE - SMALL | [7 empty] | 1
[11 empty] | APP.012 |  |  | MICROWAVE SMALL | [7 empty] | 1
[11 empty] | PB |  |  | BIN - PEDAL - STAINLESS STEEL | [7 empty] | 1
[11 empty] | SF1 |  |  | SOFA - SINGLE SEAT | [7 empty] | 1
[11 empty] | SF2 |  |  | SOFA - DOUBLE SEAT | [7 empty] | 1
[11 empty] | T5 |  |  | TABLE - COFFEE - SIDE - 450X450 | [7 empty] | 1
[11 empty] | TV |  |  | TV 40" - LED - WALL MOUNTED - WITH SUPPORT | [7 empty] | 1
[5 empty] | STORE |  |  | IPDG123 |  |  | SH4 |  |  | 4 STORAGE SHELVES - STAINLESS STEEL - 110X60x180 | [7 empty] | 4
SUPERVISOR
[5 empty] | OFFICE |  |  | IPDG133 |  |  | C1 |  |  | CHAIR - DOCTOR - HIGH BACK - WITH ARMS - ON CASTORS | [7 empty] | 1
[11 empty] | C3 |  |  | CHAIR - VISITOR - LOW BACK - WITH ARMS | [7 empty] | 2
[11 empty] | CB1 |  |  | CUPBOARD - GLASS TOP - LOCKABLE - 200x100x60 | [7 empty] | 1
[11 empty] | CK |  |  | CLOCK - WALL - ANALOGUE | [7 empty] | 1
[11 empty] | FC |  |  | CABINET - FILING - 4 DRAW - METAL - LOCKABLE | [7 empty] | 1
[11 empty] | PB |  |  | BIN - PEDAL - STAINLESS STEEL | [7 empty] | 1
[11 empty] | PCD |  |  | PC DESKTOP 15" MONITOR ALL IN ONE WITH UPS 500 VA | [7 empty] | 1
[11 empty] | PRTR |  |  | PRINTER DESKTOP OFFICEJET A4 | [7 empty] | 1
[11 empty] | T3 |  |  | TABLE - 5 FT - WITH DRAWER | [7 empty] | 1
ROOM TO ROOM BOOK Page 37 of 39
EDO STATE GOVERNMENT | [11 empty] | MAIN BUILDING STELLA OBASANJO HOSPITAL
MINISTRY OF HEALTH
Department |  |  |  |  | Room Description |  |  | Room No |  |  | Item Code |  |  | Item Description | [6 empty] | Sum of Qty
CLEAN
SURGICAL WARDS |  |  |  |  | UTILITY/STORE |  |  | IPDG67 |  |  | SH4 |  |  | 4 STORAGE SHELVES - STAINLESS STEEL - 110X60x180 | [6 empty] | 3
DIRTY UTILITY /
[5 empty] | SLUICE |  |  | IPDG94 |  |  | CU.003 |  |  | BIN - PEDAL - LARGE | [6 empty] | 1
[11 empty] | DU.007 |  |  | SLOP HOPPER | [6 empty] | 1
[11 empty] | S.99.18.35 |  |  | WASHER - BEDPAN/URINAL - FLOOR TYPE | [6 empty] | 1
[11 empty] | S.99.18.37 |  |  | TROLLEY - SOILED LINEN - EPOXY COATED - WITH COVER | [6 empty] | 1
[5 empty] | NURSE STATION |  |  | IPDG92 |  |  | C4 |  |  | CHAIR - NURSE - MEDIUM BACK - WITH ARMS - ON CASTORS | [6 empty] | 4
[11 empty] | CB1 |  |  | CUPBOARD - GLASS TOP - LOCKABLE - 200x100x60 | [6 empty] | 2
[11 empty] | F.106.45.86 |  |  | WHEEL CHAIR | [6 empty] | 2
[11 empty] | F.129.61.59 |  |  | CABINET - DANGEROUS DRUG COMPARTMENT | [6 empty] | 2
[11 empty] | F.131.16.18 |  |  | DRESSING TROLLEY - STANDARD | [6 empty] | 4
[11 empty] | M.109.15.29 |  |  | PATIENT WARMER | [6 empty] | 2
[11 empty] | M.122.31.02 |  |  | LARYNGOSCOPE - MACINTOSH - CURVED - ALL SIZES BLADES | [6 empty] | 2
[11 empty] | M.147.03.95 |  |  | ANEROID SPHYGMO - ON CASTORS | [6 empty] | 4
[11 empty] | M.166.52.42 |  |  | VITALS MONITOR ON CASTORS - DETACHABLE | [6 empty] | 4
[11 empty] | M.167.25.35 |  |  | TRANSPORT & EMERGENCY MONITOR | [6 empty] | 4
[11 empty] | M.174.73.38 |  |  | EMERGENCY TROLLEY - CRASH CART | [6 empty] | 2
[11 empty] | M.177.82.55 |  |  | DEFIBRILLATOR - UNMONITORED | [6 empty] | 1
[11 empty] | M.180.64.65 |  |  | GLUCOMETER - HAND HELD - QUICK TEST | [6 empty] | 4
[11 empty] | M.84.94.78 |  |  | STETHOSCOPE - NURSE - ADULT | [6 empty] | 4
[11 empty] | M.94.48.92 |  |  | ECG - 3 CHANNEL - ON TROLLEY | [6 empty] | 1
[11 empty] | PCD |  |  | PC DESKTOP 15" MONITOR ALL IN ONE WITH UPS 500 VA | [6 empty] | 2
[11 empty] | PRTR |  |  | PRINTER DESKTOP OFFICEJET A4 | [6 empty] | 1
[11 empty] | RC1 |  |  | COUNTER - RECEPTION - TO DESIGN | [6 empty] | 1
[11 empty] | S.99.18.40 |  |  | RECORD HOLDER TROLLEY - 2 LARGE Drawer - ABS | [6 empty] | 2
PATIENT ROOM - 2
[5 empty] | BEDS |  |  | IPDG100 |  |  | C6 |  |  | CHAIR - ATTENDANT - WITHOUT ARM RESTS - ON CASTORS | [6 empty] | 2
[11 empty] | CK |  |  | CLOCK - WALL - ANALOGUE | [6 empty] | 1
[11 empty] | F.38.72.93 |  |  | BED 3 SECTION ELECTRIC - FIXED HEIGHT - ON CASTORS | [6 empty] | 2
[11 empty] | F.40.75.99 |  |  | BED SIDE TABLE | [6 empty] | 2
[11 empty] | F.43.66.82 |  |  | OVERBED TABLE | [6 empty] | 2
[11 empty] | PB |  |  | BIN - PEDAL - STAINLESS STEEL | [6 empty] | 2
[11 empty] | TV |  |  | TV 40" - LED - WALL MOUNTED - WITH SUPPORT | [6 empty] | 1
[11 empty] | WR3 |  |  | WARDROBE - PATIENT - 2 COMPARTMENT | [6 empty] | 1
[8 empty] | IPDG86 |  |  | C6 |  |  | CHAIR - ATTENDANT - WITHOUT ARM RESTS - ON CASTORS | [6 empty] | 2
[11 empty] | CK |  |  | CLOCK - WALL - ANALOGUE | [6 empty] | 1
[11 empty] | F.38.72.93 |  |  | BED 3 SECTION ELECTRIC - FIXED HEIGHT - ON CASTORS | [6 empty] | 2
[11 empty] | F.40.75.99 |  |  | BED SIDE TABLE | [6 empty] | 2
[11 empty] | F.43.66.82 |  |  | OVERBED TABLE | [6 empty] | 2
[11 empty] | PB |  |  | BIN - PEDAL - STAINLESS STEEL | [6 empty] | 2
[11 empty] | TV |  |  | TV 40" - LED - WALL MOUNTED - WITH SUPPORT | [6 empty] | 1
[11 empty] | WR3 |  |  | WARDROBE - PATIENT - 2 COMPARTMENT | [6 empty] | 1
[8 empty] | IPDG89 |  |  | C6 |  |  | CHAIR - ATTENDANT - WITHOUT ARM RESTS - ON CASTORS | [6 empty] | 2
[11 empty] | CK |  |  | CLOCK - WALL - ANALOGUE | [6 empty] | 1
[11 empty] | F.38.72.93 |  |  | BED 3 SECTION ELECTRIC - FIXED HEIGHT - ON CASTORS | [6 empty] | 2
[11 empty] | F.40.75.99 |  |  | BED SIDE TABLE | [6 empty] | 2
[11 empty] | F.43.66.82 |  |  | OVERBED TABLE | [6 empty] | 2
[11 empty] | PB |  |  | BIN - PEDAL - STAINLESS STEEL | [6 empty] | 2
[11 empty] | TV |  |  | TV 40" - LED - WALL MOUNTED - WITH SUPPORT | [6 empty] | 1
[11 empty] | WR3 |  |  | WARDROBE - PATIENT - 2 COMPARTMENT | [6 empty] | 1
[8 empty] | IPDG90 |  |  | C6 |  |  | CHAIR - ATTENDANT - WITHOUT ARM RESTS - ON CASTORS | [6 empty] | 2
[11 empty] | CK |  |  | CLOCK - WALL - ANALOGUE | [6 empty] | 1
[11 empty] | F.38.72.93 |  |  | BED 3 SECTION ELECTRIC - FIXED HEIGHT - ON CASTORS | [6 empty] | 2
[11 empty] | F.40.75.99 |  |  | BED SIDE TABLE | [6 empty] | 2
[11 empty] | F.43.66.82 |  |  | OVERBED TABLE | [6 empty] | 2
[11 empty] | PB |  |  | BIN - PEDAL - STAINLESS STEEL | [6 empty] | 2
[11 empty] | TV |  |  | TV 40" - LED - WALL MOUNTED - WITH SUPPORT | [6 empty] | 1
[11 empty] | WR3 |  |  | WARDROBE - PATIENT - 2 COMPARTMENT | [6 empty] | 1
[8 empty] | IPDG96 |  |  | C6 |  |  | CHAIR - ATTENDANT - WITHOUT ARM RESTS - ON CASTORS | [6 empty] | 2
[11 empty] | CK |  |  | CLOCK - WALL - ANALOGUE | [6 empty] | 1
[11 empty] | F.38.72.93 |  |  | BED 3 SECTION ELECTRIC - FIXED HEIGHT - ON CASTORS | [6 empty] | 2
[11 empty] | F.40.75.99 |  |  | BED SIDE TABLE | [6 empty] | 2
[11 empty] | F.43.66.82 |  |  | OVERBED TABLE | [6 empty] | 2
[11 empty] | PB |  |  | BIN - PEDAL - STAINLESS STEEL | [6 empty] | 2
[11 empty] | TV |  |  | TV 40" - LED - WALL MOUNTED - WITH SUPPORT | [6 empty] | 1
[11 empty] | WR3 |  |  | WARDROBE - PATIENT - 2 COMPARTMENT | [6 empty] | 1
[8 empty] | IPDG97 |  |  | C6 |  |  | CHAIR - ATTENDANT - WITHOUT ARM RESTS - ON CASTORS | [6 empty] | 2
[11 empty] | CK |  |  | CLOCK - WALL - ANALOGUE | [6 empty] | 1
[11 empty] | F.38.72.93 |  |  | BED 3 SECTION ELECTRIC - FIXED HEIGHT - ON CASTORS | [6 empty] | 2
[11 empty] | F.40.75.99 |  |  | BED SIDE TABLE | [6 empty] | 2
[11 empty] | F.43.66.82 |  |  | OVERBED TABLE | [6 empty] | 2
[11 empty] | PB |  |  | BIN - PEDAL - STAINLESS STEEL | [6 empty] | 2
[11 empty] | TV |  |  | TV 40" - LED - WALL MOUNTED - WITH SUPPORT | [6 empty] | 1
[11 empty] | WR3 |  |  | WARDROBE - PATIENT - 2 COMPARTMENT | [6 empty] | 1
PATIENT ROOM - 3
[5 empty] | BEDS |  |  | IPDG70 |  |  | C6 |  |  | CHAIR - ATTENDANT - WITHOUT ARM RESTS - ON CASTORS | [6 empty] | 3
[11 empty] | CK |  |  | CLOCK - WALL - ANALOGUE | [6 empty] | 1
[11 empty] | F.38.72.93 |  |  | BED 3 SECTION ELECTRIC - FIXED HEIGHT - ON CASTORS | [6 empty] | 3
[11 empty] | F.40.75.99 |  |  | BED SIDE TABLE | [6 empty] | 3
[11 empty] | F.43.66.82 |  |  | OVERBED TABLE | [6 empty] | 3
[11 empty] | PB |  |  | BIN - PEDAL - STAINLESS STEEL | [6 empty] | 3
[11 empty] | TV |  |  | TV 40" - LED - WALL MOUNTED - WITH SUPPORT | [6 empty] | 1
[11 empty] | WR1 |  |  | WARDROBE - PATIENT - 4 COMPARTMENT | [6 empty] | 1
[8 empty] | IPDG73 |  |  | C6 |  |  | CHAIR - ATTENDANT - WITHOUT ARM RESTS - ON CASTORS | [6 empty] | 3
[11 empty] | CK |  |  | CLOCK - WALL - ANALOGUE | [6 empty] | 1
[11 empty] | F.38.72.93 |  |  | BED 3 SECTION ELECTRIC - FIXED HEIGHT - ON CASTORS | [6 empty] | 3
[11 empty] | F.40.75.99 |  |  | BED SIDE TABLE | [6 empty] | 3
[11 empty] | F.43.66.82 |  |  | OVERBED TABLE | [6 empty] | 3
[11 empty] | PB |  |  | BIN - PEDAL - STAINLESS STEEL | [6 empty] | 3
[11 empty] | TV |  |  | TV 40" - LED - WALL MOUNTED - WITH SUPPORT | [6 empty] | 1
[11 empty] | WR1 |  |  | WARDROBE - PATIENT - 4 COMPARTMENT | [6 empty] | 1
[8 empty] | IPDG74 |  |  | C6 |  |  | CHAIR - ATTENDANT - WITHOUT ARM RESTS - ON CASTORS | [6 empty] | 3
[11 empty] | CK |  |  | CLOCK - WALL - ANALOGUE | [6 empty] | 1
[11 empty] | F.38.72.93 |  |  | BED 3 SECTION ELECTRIC - FIXED HEIGHT - ON CASTORS | [6 empty] | 3
[11 empty] | F.40.75.99 |  |  | BED SIDE TABLE | [6 empty] | 3
[11 empty] | F.43.66.82 |  |  | OVERBED TABLE | [6 empty] | 3
[11 empty] | PB |  |  | BIN - PEDAL - STAINLESS STEEL | [6 empty] | 3
[11 empty] | TV |  |  | TV 40" - LED - WALL MOUNTED - WITH SUPPORT | [6 empty] | 1
[11 empty] | WR1 |  |  | WARDROBE - PATIENT - 4 COMPARTMENT | [6 empty] | 1
[8 empty] | IPDG77 |  |  | C6 |  |  | CHAIR - ATTENDANT - WITHOUT ARM RESTS - ON CASTORS | [6 empty] | 3
[11 empty] | CK |  |  | CLOCK - WALL - ANALOGUE | [6 empty] | 1
[11 empty] | F.38.72.93 |  |  | BED 3 SECTION ELECTRIC - FIXED HEIGHT - ON CASTORS | [6 empty] | 3
[11 empty] | F.40.75.99 |  |  | BED SIDE TABLE | [6 empty] | 3
[11 empty] | F.43.66.82 |  |  | OVERBED TABLE | [6 empty] | 3
[11 empty] | PB |  |  | BIN - PEDAL - STAINLESS STEEL | [6 empty] | 3
[11 empty] | TV |  |  | TV 40" - LED - WALL MOUNTED - WITH SUPPORT | [6 empty] | 1
ROOM TO ROOM BOOK Page 38 of 39
EDO STATE GOVERNMENT | [11 empty] | MAIN BUILDING STELLA OBASANJO HOSPITAL
MINISTRY OF HEALTH
Department |  |  |  |  | Room Description |  | Room No |  |  | Item Code |  |  |  | Item Description | [5 empty] | Sum of Qty
SURGICAL WARDS |  |  |  |  | PATIENT ROOM - 3 |  | IPDG77 |  |  | WR1 |  |  |  | WARDROBE - PATIENT - 4 COMPARTMENT | [5 empty] | 1
[7 empty] | IPDG78 |  |  | C6 |  |  |  | CHAIR - ATTENDANT - WITHOUT ARM RESTS - ON CASTORS | [5 empty] | 3
[10 empty] | CK |  |  |  | CLOCK - WALL - ANALOGUE | [5 empty] | 1
[10 empty] | F.38.72.93 |  |  |  | BED 3 SECTION ELECTRIC - FIXED HEIGHT - ON CASTORS | [5 empty] | 3
[10 empty] | F.40.75.99 |  |  |  | BED SIDE TABLE | [5 empty] | 3
[10 empty] | F.43.66.82 |  |  |  | OVERBED TABLE | [5 empty] | 3
[10 empty] | PB |  |  |  | BIN - PEDAL - STAINLESS STEEL | [5 empty] | 3
[10 empty] | TV |  |  |  | TV 40" - LED - WALL MOUNTED - WITH SUPPORT | [5 empty] | 1
[10 empty] | WR1 |  |  |  | WARDROBE - PATIENT - 4 COMPARTMENT | [5 empty] | 1
[7 empty] | IPDG81 |  |  | C6 |  |  |  | CHAIR - ATTENDANT - WITHOUT ARM RESTS - ON CASTORS | [5 empty] | 3
[10 empty] | CK |  |  |  | CLOCK - WALL - ANALOGUE | [5 empty] | 1
[10 empty] | F.38.72.93 |  |  |  | BED 3 SECTION ELECTRIC - FIXED HEIGHT - ON CASTORS | [5 empty] | 3
[10 empty] | F.40.75.99 |  |  |  | BED SIDE TABLE | [5 empty] | 3
[10 empty] | F.43.66.82 |  |  |  | OVERBED TABLE | [5 empty] | 3
[10 empty] | PB |  |  |  | BIN - PEDAL - STAINLESS STEEL | [5 empty] | 3
[10 empty] | TV |  |  |  | TV 40" - LED - WALL MOUNTED - WITH SUPPORT | [5 empty] | 1
[10 empty] | WR1 |  |  |  | WARDROBE - PATIENT - 4 COMPARTMENT | [5 empty] | 1
[7 empty] | IPDG82 |  |  | C6 |  |  |  | CHAIR - ATTENDANT - WITHOUT ARM RESTS - ON CASTORS | [5 empty] | 3
[10 empty] | CK |  |  |  | CLOCK - WALL - ANALOGUE | [5 empty] | 1
[10 empty] | F.38.72.93 |  |  |  | BED 3 SECTION ELECTRIC - FIXED HEIGHT - ON CASTORS | [5 empty] | 3
[10 empty] | F.40.75.99 |  |  |  | BED SIDE TABLE | [5 empty] | 3
[10 empty] | F.43.66.82 |  |  |  | OVERBED TABLE | [5 empty] | 3
[10 empty] | PB |  |  |  | BIN - PEDAL - STAINLESS STEEL | [5 empty] | 3
[10 empty] | TV |  |  |  | TV 40" - LED - WALL MOUNTED - WITH SUPPORT | [5 empty] | 1
[10 empty] | WR1 |  |  |  | WARDROBE - PATIENT - 4 COMPARTMENT | [5 empty] | 1
[7 empty] | IPDG85 |  |  | C6 |  |  |  | CHAIR - ATTENDANT - WITHOUT ARM RESTS - ON CASTORS | [5 empty] | 3
[10 empty] | CK |  |  |  | CLOCK - WALL - ANALOGUE | [5 empty] | 1
[10 empty] | F.38.72.93 |  |  |  | BED 3 SECTION ELECTRIC - FIXED HEIGHT - ON CASTORS | [5 empty] | 3
[10 empty] | F.40.75.99 |  |  |  | BED SIDE TABLE | [5 empty] | 3
[10 empty] | F.43.66.82 |  |  |  | OVERBED TABLE | [5 empty] | 3
[10 empty] | PB |  |  |  | BIN - PEDAL - STAINLESS STEEL | [5 empty] | 3
[10 empty] | TV |  |  |  | TV 40" - LED - WALL MOUNTED - WITH SUPPORT | [5 empty] | 1
[10 empty] | WR1 |  |  |  | WARDROBE - PATIENT - 4 COMPARTMENT | [5 empty] | 1
ROOM TO ROOM BOOK Page 39 of 39